{"text_format":"3","workbook":"xls","n_sheets":11,"sheets":["柱矩形钢筋","板钢筋","挑檐","剪力墙钢筋","剪力墙钢筋 (2)","暗柱","暗梁","单跨框架梁钢筋","双跨框架梁钢筋","四跨框架梁钢筋","六跨框架梁钢筋"],"not_rendered":{"images":1,"external_links":1},"read":"whole","date_system":"1900","formulas":"cached_only"}

{"sheet":"柱矩形钢筋","index":0,"n_rows":10,"n_cols":21,"rows_kept":10,"merged":[[2,0,5,0],[2,1,5,1],[2,17,5,17]],"flags":["formulas_cached_only"]}
["  柱基工程量"]
[{"$nulls":3},"独立柱工程量"]
["构件代号","数量",{"$nulls":15},"柱模板m2"]
[{"$nulls":3}," 埋置柱尺寸（米）",{"$nulls":5},"主钢筋",{"$nulls":4},"箍筋",null,"柱砼",null,"柱钢筋","柱钢筋","箍筋"]
[null,null,"垫层厚","断面长","断面宽","柱高","个数","ф","h","根数","ф","h","根数","直径","长","间距","m3",null,"kg","kg","kg"]
[]
["Z-1",28,0,0.5,0.5,5,1,22,5.66,12,0,5,0,10,4.6,0.1,{"v":35,"d":"35.00"},280,{"v":5679.187852800001,"d":"5679.19"},{"v":0,"d":"0.00"},{"v":141.90999999999997,"d":"141.91"}]
["Z-2",10,0,0.5,0.6,5,1,22,5.66,12,0,5,0,10,4.8,0.1,{"v":15,"d":"15.00"},110,{"v":2028.2813760000001,"d":"2028.28"},{"v":0,"d":"0.00"},{"v":148.07999999999998,"d":"148.08"}]
["Z-3",3,0,0.95,0.6,5,1,22,5.66,16,0,5,0,10,9,0.1,{"v":8.549999999999999,"d":"8.55"},46.49999999999999,{"v":811.3125504000001,"d":"811.31"},{"v":0,"d":"0.00"},277.65]
[{"$nulls":16},58.55,null,{"v":8518.7817792,"d":"8518.78"},{"v":0,"d":"0.00"},{"v":567.6399999999999,"d":"567.64"}]

{"sheet":"板钢筋","index":1,"n_rows":44,"n_cols":34,"rows_kept":44,"flags":["formulas_cached_only"]}
[]
["序号","构件","数量","构件",null,null,"开洞",null,"底层钢筋（横向）",{"$nulls":3},"底层钢筋（纵向）",{"$nulls":3},"负筋（横向）",{"$nulls":3},"负筋（纵向）",{"$nulls":3},"分布筋",{"$nulls":3},"砼量","底筋1","底筋2","负筋1","负筋2","分布筋"]
[null,"位置",null,"长m","宽","板厚","长","宽","直径","@","弯钩长","加长","直径","@","弯钩长","加长","直径","@","直钩长","加长","直径","@","直钩长","加长","直径","@","弯钩长","加长","m3","kg","kg","㎏","kg","kg"]
["a-h","1-4",1,{"v":4.2,"d":"4.20"},{"v":6.6,"d":"6.60"},{"v":0.2,"d":"0.20"},{"v":0,"d":"0.00"},{"v":0,"d":"0.00"},{"v":12,"d":"12.0"},{"v":0.2,"d":"0.20"},{"v":0.15,"d":"0.2"},{"v":0.15,"d":"0.2"},{"v":12,"d":"12.0"},{"v":0.2,"d":"0.20"},{"v":0.15,"d":"0.2"},{"v":0.15,"d":"0.2"},{"v":12,"d":"12.0"},{"v":0.15,"d":"0.2"},{"v":0.34,"d":"0.3"},{"v":0.34,"d":"0.3"},{"v":12,"d":"12.0"},{"v":0.15,"d":"0.2"},{"v":0.34,"d":"0.3"},{"v":0.34,"d":"0.3"},{"v":0,"d":"0.0"},0.2,{"v":0,"d":"0.0"},{"v":0,"d":"0.0"},{"v":5.5440000000000005,"d":"5.54"},{"v":125.94204,"d":"125.94"},{"v":127.54130399999998,"d":"127.54"},{"v":172.64943359999998,"d":"172.65"},{"v":112.94357760000001,"d":"112.94"},{"v":0,"d":"0.00"}]
["a-h","1-5",1,3.85,{"v":5.4,"d":"5.40"},{"v":0.2,"d":"0.20"},{"v":0,"d":"0.00"},{"v":0,"d":"0.00"},{"v":12,"d":"12.0"},{"v":0.2,"d":"0.20"},{"v":0.15,"d":"0.2"},{"v":0.15,"d":"0.2"},{"v":12,"d":"12.0"},{"v":0.2,"d":"0.20"},{"v":0.15,"d":"0.2"},{"v":0.15,"d":"0.2"},{"v":12,"d":"12.0"},0.2,{"v":0.34,"d":"0.3"},{"v":0.34,"d":"0.3"},{"v":12,"d":"12.0"},0.2,{"v":0.34,"d":"0.3"},{"v":0.34,"d":"0.3"},{"v":0,"d":"0.0"},0.2,{"v":0,"d":"0.0"},{"v":0,"d":"0.0"},{"v":4.158,"d":"4.16"},{"v":94.922982,"d":"94.92"},{"v":95.95584000000001,"d":"95.96"},{"v":98.17259759999999,"d":"98.17"},{"v":71.66257560000001,"d":"71.66"},{"v":0,"d":"0.00"}]
["a-h","1-6",1,4.75,{"v":1.8,"d":"1.80"},{"v":0.2,"d":"0.20"},{"v":0,"d":"0.00"},{"v":0,"d":"0.00"},{"v":12,"d":"12.0"},{"v":0.2,"d":"0.20"},{"v":0.15,"d":"0.2"},{"v":0.15,"d":"0.2"},{"v":12,"d":"12.0"},{"v":0.2,"d":"0.20"},{"v":0.15,"d":"0.2"},{"v":0.15,"d":"0.2"},{"v":12,"d":"12.0"},0.2,{"v":0.34,"d":"0.3"},{"v":0.34,"d":"0.3"},{"v":12,"d":"12.0"},0.2,{"v":0.34,"d":"0.3"},{"v":0.34,"d":"0.3"},{"v":0,"d":"0.0"},0.2,{"v":0,"d":"0.0"},{"v":0,"d":"0.0"},{"v":1.7100000000000002,"d":"1.71"},{"v":41.147729999999996,"d":"41.15"},{"v":39.181968000000005,"d":"39.18"},{"v":45.156996,"d":"45.16"},{"v":107.406126,"d":"107.41"},{"v":0,"d":"0.00"}]
["a-h","1-7",1,{"v":2.9,"d":"2.90"},3.25,{"v":0.2,"d":"0.20"},{"v":0,"d":"0.00"},{"v":0,"d":"0.00"},{"v":12,"d":"12.0"},{"v":0.2,"d":"0.20"},{"v":0.15,"d":"0.2"},{"v":0.15,"d":"0.2"},{"v":12,"d":"12.0"},{"v":0.2,"d":"0.20"},{"v":0.15,"d":"0.2"},{"v":0.15,"d":"0.2"},{"v":12,"d":"12.0"},0.2,{"v":0.34,"d":"0.3"},{"v":0.34,"d":"0.3"},{"v":12,"d":"12.0"},0.2,{"v":0.34,"d":"0.3"},{"v":0.34,"d":"0.3"},{"v":0,"d":"0.0"},0.2,{"v":0,"d":"0.0"},{"v":0,"d":"0.0"},{"v":1.8849999999999998,"d":"1.89"},{"v":43.802064,"d":"43.80"},{"v":44.035289999999996,"d":"44.04"},{"v":46.249826399999996,"d":"46.25"},{"v":41.740790399999995,"d":"41.74"},{"v":0,"d":"0.00"}]
["a-h","1-8",1,2.35,4.85,{"v":0.2,"d":"0.20"},{"v":0,"d":"0.00"},{"v":0,"d":"0.00"},{"v":12,"d":"12.0"},{"v":0.2,"d":"0.20"},{"v":0.15,"d":"0.2"},{"v":0.15,"d":"0.2"},{"v":12,"d":"12.0"},{"v":0.2,"d":"0.20"},{"v":0.15,"d":"0.2"},{"v":0.15,"d":"0.2"},{"v":12,"d":"12.0"},0.2,{"v":0.34,"d":"0.3"},{"v":0.34,"d":"0.3"},{"v":12,"d":"12.0"},0.2,{"v":0.34,"d":"0.3"},{"v":0.34,"d":"0.3"},{"v":0,"d":"0.0"},0.2,{"v":0,"d":"0.0"},{"v":0,"d":"0.0"},{"v":2.2795,"d":"2.28"},{"v":52.1982,"d":"52.20"},{"v":53.8641,"d":"53.86"},{"v":54.181731599999985,"d":"54.18"},{"v":28.082631600000003,"d":"28.08"},{"v":0,"d":"0.00"}]
["a-h","1-9",1,{"v":1.5,"d":"1.50"},{"v":7.5,"d":"7.50"},{"v":0.2,"d":"0.20"},{"v":0,"d":"0.00"},{"v":0,"d":"0.00"},{"v":12,"d":"12.0"},{"v":0.2,"d":"0.20"},{"v":0.15,"d":"0.2"},{"v":0.15,"d":"0.2"},{"v":12,"d":"12.0"},{"v":0.2,"d":"0.20"},{"v":0.15,"d":"0.2"},{"v":0.15,"d":"0.2"},{"v":12,"d":"12.0"},0.2,{"v":0.34,"d":"0.3"},{"v":0.34,"d":"0.3"},{"v":12,"d":"12.0"},0.2,{"v":0.34,"d":"0.3"},{"v":0.34,"d":"0.3"},{"v":0,"d":"0.0"},0.2,{"v":0,"d":"0.0"},{"v":0,"d":"0.0"},2.25,{"v":50.976540000000014,"d":"50.98"},{"v":54.9747,"d":"54.97"},{"v":52.24262399999999,"d":"52.24"},{"v":12.261024,"d":"12.26"},{"v":0,"d":"0.00"}]
["a-h","1-10",1,{"v":5.1,"d":"5.10"},{"v":8.1,"d":"8.10"},{"v":0.2,"d":"0.20"},{"v":0,"d":"0.00"},{"v":0,"d":"0.00"},{"v":12,"d":"12.0"},{"v":0.2,"d":"0.20"},{"v":0.15,"d":"0.2"},{"v":0.15,"d":"0.2"},{"v":12,"d":"12.0"},{"v":0.2,"d":"0.20"},{"v":0.15,"d":"0.2"},{"v":0.15,"d":"0.2"},{"v":12,"d":"12.0"},0.2,{"v":0.34,"d":"0.3"},{"v":0.34,"d":"0.3"},{"v":12,"d":"12.0"},0.2,{"v":0.34,"d":"0.3"},{"v":0.34,"d":"0.3"},{"v":0,"d":"0.0"},0.2,{"v":0,"d":"0.0"},{"v":0,"d":"0.0"},{"v":8.261999999999999,"d":"8.26"},{"v":186.91397999999998,"d":"186.91"},{"v":188.91305999999997,"d":"188.91"},{"v":191.21866559999998,"d":"191.22"},{"v":123.24994559999998,"d":"123.25"},{"v":0,"d":"0.00"}]
["a-h","1-11",1,{"v":5.3,"d":"5.30"},{"v":5.3,"d":"5.30"},{"v":0.2,"d":"0.20"},{"v":4,"d":"4.00"},{"v":5.3,"d":"5.30"},{"v":12,"d":"12.0"},{"v":0.2,"d":"0.20"},{"v":0.15,"d":"0.2"},{"v":0.15,"d":"0.2"},{"v":12,"d":"12.0"},{"v":0.2,"d":"0.20"},{"v":0.15,"d":"0.2"},{"v":0.15,"d":"0.2"},{"v":12,"d":"12.0"},0.2,{"v":0.34,"d":"0.3"},{"v":0.34,"d":"0.3"},{"v":12,"d":"12.0"},0.2,{"v":0.34,"d":"0.3"},{"v":0.34,"d":"0.3"},{"v":0,"d":"0.0"},0.2,{"v":0,"d":"0.0"},{"v":0,"d":"0.0"},{"v":1.3780000000000001,"d":"1.38"},{"v":3.531708,"d":"3.53"},{"v":34.139844,"d":"34.14"},{"v":8.005204800000001,"d":"8.01"},{"v":38.61334079999999,"d":"38.61"},{"v":0,"d":"0.00"}]
["a-h","1-12",1,{"v":3.1,"d":"3.10"},{"v":4.8,"d":"4.80"},{"v":0.2,"d":"0.20"},{"v":0,"d":"0.00"},{"v":0,"d":"0.00"},{"v":12,"d":"12.0"},{"v":0.2,"d":"0.20"},{"v":0.15,"d":"0.2"},{"v":0.15,"d":"0.2"},{"v":12,"d":"12.0"},{"v":0.2,"d":"0.20"},{"v":0.15,"d":"0.2"},{"v":0.15,"d":"0.2"},{"v":12,"d":"12.0"},0.2,{"v":0.34,"d":"0.3"},{"v":0.34,"d":"0.3"},{"v":12,"d":"12.0"},0.2,{"v":0.34,"d":"0.3"},{"v":0.34,"d":"0.3"},{"v":0,"d":"0.0"},0.2,{"v":0,"d":"0.0"},{"v":0,"d":"0.0"},{"v":2.976,"d":"2.98"},{"v":68.168628,"d":"68.17"},{"v":69.30144,"d":"69.30"},{"v":70.7852016,"d":"70.79"},{"v":47.37375359999999,"d":"47.37"},{"v":0,"d":"0.00"}]
["a-h","1-13",1,{"v":2.9,"d":"2.90"},3.25,{"v":0.2,"d":"0.20"},{"v":0,"d":"0.00"},{"v":0,"d":"0.00"},{"v":12,"d":"12.0"},{"v":0.2,"d":"0.20"},{"v":0.15,"d":"0.2"},{"v":0.15,"d":"0.2"},{"v":12,"d":"12.0"},{"v":0.2,"d":"0.20"},{"v":0.15,"d":"0.2"},{"v":0.15,"d":"0.2"},{"v":12,"d":"12.0"},0.2,{"v":0.34,"d":"0.3"},{"v":0.34,"d":"0.3"},{"v":12,"d":"12.0"},0.2,{"v":0.34,"d":"0.3"},{"v":0.34,"d":"0.3"},{"v":0,"d":"0.0"},0.2,{"v":0,"d":"0.0"},{"v":0,"d":"0.0"},{"v":1.8849999999999998,"d":"1.89"},{"v":43.802064,"d":"43.80"},{"v":44.035289999999996,"d":"44.04"},{"v":46.249826399999996,"d":"46.25"},{"v":41.740790399999995,"d":"41.74"},{"v":0,"d":"0.00"}]
["a-h","1-14",1,2.35,4.85,{"v":0.2,"d":"0.20"},{"v":0,"d":"0.00"},{"v":0,"d":"0.00"},{"v":12,"d":"12.0"},{"v":0.2,"d":"0.20"},{"v":0.15,"d":"0.2"},{"v":0.15,"d":"0.2"},{"v":12,"d":"12.0"},{"v":0.2,"d":"0.20"},{"v":0.15,"d":"0.2"},{"v":0.15,"d":"0.2"},{"v":12,"d":"12.0"},0.2,{"v":0.34,"d":"0.3"},{"v":0.34,"d":"0.3"},{"v":12,"d":"12.0"},0.2,{"v":0.34,"d":"0.3"},{"v":0.34,"d":"0.3"},{"v":0,"d":"0.0"},0.2,{"v":0,"d":"0.0"},{"v":0,"d":"0.0"},{"v":2.2795,"d":"2.28"},{"v":52.1982,"d":"52.20"},{"v":53.8641,"d":"53.86"},{"v":54.181731599999985,"d":"54.18"},{"v":28.082631600000003,"d":"28.08"},{"v":0,"d":"0.00"}]
["a-h","1-15",1,{"v":1.5,"d":"1.50"},{"v":2.7,"d":"2.70"},{"v":0.2,"d":"0.20"},{"v":0,"d":"0.00"},{"v":0,"d":"0.00"},{"v":12,"d":"12.0"},{"v":0.2,"d":"0.20"},{"v":0.15,"d":"0.2"},{"v":0.15,"d":"0.2"},{"v":12,"d":"12.0"},{"v":0.2,"d":"0.20"},{"v":0.15,"d":"0.2"},{"v":0.15,"d":"0.2"},{"v":12,"d":"12.0"},0.2,{"v":0.34,"d":"0.3"},{"v":0.34,"d":"0.3"},{"v":12,"d":"12.0"},0.2,{"v":0.34,"d":"0.3"},{"v":0.34,"d":"0.3"},{"v":0,"d":"0.0"},0.2,{"v":0,"d":"0.0"},{"v":0,"d":"0.0"},{"v":0.8100000000000002,"d":"0.81"},{"v":18.99126,"d":"18.99"},{"v":19.790892,"d":"19.79"},{"v":20.257344000000003,"d":"20.26"},{"v":12.261024,"d":"12.26"},{"v":0,"d":"0.00"}]
["a-h","1-16",1,{"v":5.1,"d":"5.10"},{"v":3.3,"d":"3.30"},{"v":0.2,"d":"0.20"},{"v":0,"d":"0.00"},{"v":0,"d":"0.00"},{"v":12,"d":"12.0"},{"v":0.2,"d":"0.20"},{"v":0.15,"d":"0.2"},{"v":0.15,"d":"0.2"},{"v":12,"d":"12.0"},{"v":0.2,"d":"0.20"},{"v":0.15,"d":"0.2"},{"v":0.15,"d":"0.2"},{"v":12,"d":"12.0"},0.2,{"v":0.34,"d":"0.3"},{"v":0.34,"d":"0.3"},{"v":12,"d":"12.0"},0.2,{"v":0.34,"d":"0.3"},{"v":0.34,"d":"0.3"},{"v":0,"d":"0.0"},0.2,{"v":0,"d":"0.0"},{"v":0,"d":"0.0"},{"v":3.3659999999999997,"d":"3.37"},{"v":78.164028,"d":"78.16"},{"v":76.96457999999998,"d":"76.96"},{"v":82.46871359999997,"d":"82.47"},{"v":123.24994559999998,"d":"123.25"},{"v":0,"d":"0.00"}]
["a-h","1-17",1,3.85,{"v":1.8,"d":"1.80"},{"v":0.2,"d":"0.20"},{"v":0,"d":"0.00"},{"v":0,"d":"0.00"},{"v":12,"d":"12.0"},{"v":0.2,"d":"0.20"},{"v":0.15,"d":"0.2"},{"v":0.15,"d":"0.2"},{"v":12,"d":"12.0"},{"v":0.2,"d":"0.20"},{"v":0.15,"d":"0.2"},{"v":0.15,"d":"0.2"},{"v":12,"d":"12.0"},0.2,{"v":0.34,"d":"0.3"},{"v":0.34,"d":"0.3"},{"v":12,"d":"12.0"},0.2,{"v":0.34,"d":"0.3"},{"v":0.34,"d":"0.3"},{"v":0,"d":"0.0"},0.2,{"v":0,"d":"0.0"},{"v":0,"d":"0.0"},{"v":1.3860000000000001,"d":"1.39"},{"v":33.351318000000006,"d":"33.35"},{"v":31.98528,"d":"31.99"},{"v":36.6009336,"d":"36.60"},{"v":71.66257560000001,"d":"71.66"},{"v":0,"d":"0.00"}]
["a-h","1-18",1,4.75,{"v":10.8,"d":"10.80"},{"v":0.2,"d":"0.20"},{"v":0,"d":"0.00"},{"v":0,"d":"0.00"},{"v":12,"d":"12.0"},{"v":0.2,"d":"0.20"},{"v":0.15,"d":"0.2"},{"v":0.15,"d":"0.2"},{"v":12,"d":"12.0"},{"v":0.2,"d":"0.20"},{"v":0.15,"d":"0.2"},{"v":0.15,"d":"0.2"},{"v":12,"d":"12.0"},0.2,{"v":0.34,"d":"0.3"},{"v":0.34,"d":"0.3"},{"v":12,"d":"12.0"},0.2,{"v":0.34,"d":"0.3"},{"v":0.34,"d":"0.3"},{"v":0,"d":"0.0"},0.2,{"v":0,"d":"0.0"},{"v":0,"d":"0.0"},{"v":10.260000000000002,"d":"10.26"},{"v":231.06033,"d":"231.06"},{"v":235.09180800000001,"d":"235.09"},{"v":235.069596,"d":"235.07"},{"v":107.406126,"d":"107.41"},{"v":0,"d":"0.00"}]
["a-h","1-19",1,{"v":7.6,"d":"7.60"},{"v":13.2,"d":"13.20"},{"v":0.2,"d":"0.20"},{"v":0,"d":"0.00"},{"v":0,"d":"0.00"},{"v":12,"d":"12.0"},{"v":0.2,"d":"0.20"},{"v":0.15,"d":"0.2"},{"v":0.15,"d":"0.2"},{"v":12,"d":"12.0"},{"v":0.2,"d":"0.20"},{"v":0.15,"d":"0.2"},{"v":0.15,"d":"0.2"},{"v":12,"d":"12.0"},0.2,{"v":0.34,"d":"0.3"},{"v":0.34,"d":"0.3"},{"v":12,"d":"12.0"},0.2,{"v":0.34,"d":"0.3"},{"v":0.34,"d":"0.3"},{"v":0,"d":"0.0"},0.2,{"v":0,"d":"0.0"},{"v":0,"d":"0.0"},{"v":20.064,"d":"20.06"},{"v":450.725904,"d":"450.73"},{"v":454.45751999999993,"d":"454.46"},{"v":457.1407295999999,"d":"457.14"},{"v":268.07218559999995,"d":"268.07"},{"v":0,"d":"0.00"}]
["a-h","1-20",1,3.85,{"v":1.8,"d":"1.80"},{"v":0.2,"d":"0.20"},{"v":0,"d":"0.00"},{"v":0,"d":"0.00"},{"v":12,"d":"12.0"},{"v":0.2,"d":"0.20"},{"v":0.15,"d":"0.2"},{"v":0.15,"d":"0.2"},{"v":12,"d":"12.0"},{"v":0.2,"d":"0.20"},{"v":0.15,"d":"0.2"},{"v":0.15,"d":"0.2"},{"v":12,"d":"12.0"},0.2,{"v":0.34,"d":"0.3"},{"v":0.34,"d":"0.3"},{"v":12,"d":"12.0"},0.2,{"v":0.34,"d":"0.3"},{"v":0.34,"d":"0.3"},{"v":0,"d":"0.0"},0.2,{"v":0,"d":"0.0"},{"v":0,"d":"0.0"},{"v":1.3860000000000001,"d":"1.39"},{"v":33.351318000000006,"d":"33.35"},{"v":31.98528,"d":"31.99"},{"v":36.6009336,"d":"36.60"},{"v":71.66257560000001,"d":"71.66"},{"v":0,"d":"0.00"}]
["a-h","1-21",1,{"v":5.1,"d":"5.10"},{"v":3.3,"d":"3.30"},{"v":0.2,"d":"0.20"},{"v":0,"d":"0.00"},{"v":0,"d":"0.00"},{"v":12,"d":"12.0"},{"v":0.2,"d":"0.20"},{"v":0.15,"d":"0.2"},{"v":0.15,"d":"0.2"},{"v":12,"d":"12.0"},{"v":0.2,"d":"0.20"},{"v":0.15,"d":"0.2"},{"v":0.15,"d":"0.2"},{"v":12,"d":"12.0"},0.2,{"v":0.34,"d":"0.3"},{"v":0.34,"d":"0.3"},{"v":12,"d":"12.0"},0.2,{"v":0.34,"d":"0.3"},{"v":0.34,"d":"0.3"},{"v":0,"d":"0.0"},0.2,{"v":0,"d":"0.0"},{"v":0,"d":"0.0"},{"v":3.3659999999999997,"d":"3.37"},{"v":78.164028,"d":"78.16"},{"v":76.96457999999998,"d":"76.96"},{"v":82.46871359999997,"d":"82.47"},{"v":123.24994559999998,"d":"123.25"},{"v":0,"d":"0.00"}]
["a-h","1-22",1,{"v":1.5,"d":"1.50"},{"v":2.7,"d":"2.70"},{"v":0.2,"d":"0.20"},{"v":0,"d":"0.00"},{"v":0,"d":"0.00"},{"v":12,"d":"12.0"},{"v":0.2,"d":"0.20"},{"v":0.15,"d":"0.2"},{"v":0.15,"d":"0.2"},{"v":12,"d":"12.0"},{"v":0.2,"d":"0.20"},{"v":0.15,"d":"0.2"},{"v":0.15,"d":"0.2"},{"v":12,"d":"12.0"},0.2,{"v":0.34,"d":"0.3"},{"v":0.34,"d":"0.3"},{"v":12,"d":"12.0"},0.2,{"v":0.34,"d":"0.3"},{"v":0.34,"d":"0.3"},{"v":0,"d":"0.0"},0.2,{"v":0,"d":"0.0"},{"v":0,"d":"0.0"},{"v":0.8100000000000002,"d":"0.81"},{"v":18.99126,"d":"18.99"},{"v":19.790892,"d":"19.79"},{"v":20.257344000000003,"d":"20.26"},{"v":12.261024,"d":"12.26"},{"v":0,"d":"0.00"}]
["a-h","1-23",1,2.35,4.85,{"v":0.2,"d":"0.20"},{"v":0,"d":"0.00"},{"v":0,"d":"0.00"},{"v":12,"d":"12.0"},{"v":0.2,"d":"0.20"},{"v":0.15,"d":"0.2"},{"v":0.15,"d":"0.2"},{"v":12,"d":"12.0"},{"v":0.2,"d":"0.20"},{"v":0.15,"d":"0.2"},{"v":0.15,"d":"0.2"},{"v":12,"d":"12.0"},0.2,{"v":0.34,"d":"0.3"},{"v":0.34,"d":"0.3"},{"v":12,"d":"12.0"},0.2,{"v":0.34,"d":"0.3"},{"v":0.34,"d":"0.3"},{"v":0,"d":"0.0"},0.2,{"v":0,"d":"0.0"},{"v":0,"d":"0.0"},{"v":2.2795,"d":"2.28"},{"v":52.1982,"d":"52.20"},{"v":53.8641,"d":"53.86"},{"v":54.181731599999985,"d":"54.18"},{"v":28.082631600000003,"d":"28.08"},{"v":0,"d":"0.00"}]
["a-h","1-24",1,{"v":2.9,"d":"2.90"},3.25,{"v":0.2,"d":"0.20"},{"v":0,"d":"0.00"},{"v":0,"d":"0.00"},{"v":12,"d":"12.0"},{"v":0.2,"d":"0.20"},{"v":0.15,"d":"0.2"},{"v":0.15,"d":"0.2"},{"v":12,"d":"12.0"},{"v":0.2,"d":"0.20"},{"v":0.15,"d":"0.2"},{"v":0.15,"d":"0.2"},{"v":12,"d":"12.0"},0.2,{"v":0.34,"d":"0.3"},{"v":0.34,"d":"0.3"},{"v":12,"d":"12.0"},0.2,{"v":0.34,"d":"0.3"},{"v":0.34,"d":"0.3"},{"v":0,"d":"0.0"},0.2,{"v":0,"d":"0.0"},{"v":0,"d":"0.0"},{"v":1.8849999999999998,"d":"1.89"},{"v":43.802064,"d":"43.80"},{"v":44.035289999999996,"d":"44.04"},{"v":46.249826399999996,"d":"46.25"},{"v":41.740790399999995,"d":"41.74"},{"v":0,"d":"0.00"}]
["a-h","1-25",1,{"v":3.1,"d":"3.10"},{"v":4.8,"d":"4.80"},{"v":0.2,"d":"0.20"},{"v":0,"d":"0.00"},{"v":0,"d":"0.00"},{"v":12,"d":"12.0"},{"v":0.2,"d":"0.20"},{"v":0.15,"d":"0.2"},{"v":0.15,"d":"0.2"},{"v":12,"d":"12.0"},{"v":0.2,"d":"0.20"},{"v":0.15,"d":"0.2"},{"v":0.15,"d":"0.2"},{"v":12,"d":"12.0"},0.2,{"v":0.34,"d":"0.3"},{"v":0.34,"d":"0.3"},{"v":12,"d":"12.0"},0.2,{"v":0.34,"d":"0.3"},{"v":0.34,"d":"0.3"},{"v":0,"d":"0.0"},0.2,{"v":0,"d":"0.0"},{"v":0,"d":"0.0"},{"v":2.976,"d":"2.98"},{"v":68.168628,"d":"68.17"},{"v":69.30144,"d":"69.30"},{"v":70.7852016,"d":"70.79"},{"v":47.37375359999999,"d":"47.37"},{"v":0,"d":"0.00"}]
["a-h","1-26",1,{"v":5.1,"d":"5.10"},{"v":8.1,"d":"8.10"},{"v":0.2,"d":"0.20"},{"v":0,"d":"0.00"},{"v":0,"d":"0.00"},{"v":12,"d":"12.0"},{"v":0.2,"d":"0.20"},{"v":0.15,"d":"0.2"},{"v":0.15,"d":"0.2"},{"v":12,"d":"12.0"},{"v":0.2,"d":"0.20"},{"v":0.15,"d":"0.2"},{"v":0.15,"d":"0.2"},{"v":12,"d":"12.0"},0.2,{"v":0.34,"d":"0.3"},{"v":0.34,"d":"0.3"},{"v":12,"d":"12.0"},0.2,{"v":0.34,"d":"0.3"},{"v":0.34,"d":"0.3"},{"v":0,"d":"0.0"},0.2,{"v":0,"d":"0.0"},{"v":0,"d":"0.0"},{"v":8.261999999999999,"d":"8.26"},{"v":186.91397999999998,"d":"186.91"},{"v":188.91305999999997,"d":"188.91"},{"v":191.21866559999998,"d":"191.22"},{"v":123.24994559999998,"d":"123.25"},{"v":0,"d":"0.00"}]
["a-h","1-27",1,{"v":1.5,"d":"1.50"},{"v":7.5,"d":"7.50"},{"v":0.2,"d":"0.20"},{"v":0,"d":"0.00"},{"v":0,"d":"0.00"},{"v":12,"d":"12.0"},{"v":0.2,"d":"0.20"},{"v":0.15,"d":"0.2"},{"v":0.15,"d":"0.2"},{"v":12,"d":"12.0"},{"v":0.2,"d":"0.20"},{"v":0.15,"d":"0.2"},{"v":0.15,"d":"0.2"},{"v":12,"d":"12.0"},0.2,{"v":0.34,"d":"0.3"},{"v":0.34,"d":"0.3"},{"v":12,"d":"12.0"},0.2,{"v":0.34,"d":"0.3"},{"v":0.34,"d":"0.3"},{"v":0,"d":"0.0"},0.2,{"v":0,"d":"0.0"},{"v":0,"d":"0.0"},2.25,{"v":50.976540000000014,"d":"50.98"},{"v":54.9747,"d":"54.97"},{"v":52.24262399999999,"d":"52.24"},{"v":12.261024,"d":"12.26"},{"v":0,"d":"0.00"}]
["a-h","1-28",1,{"v":2.9,"d":"2.90"},3.25,{"v":0.2,"d":"0.20"},{"v":0,"d":"0.00"},{"v":0,"d":"0.00"},{"v":12,"d":"12.0"},{"v":0.2,"d":"0.20"},{"v":0.15,"d":"0.2"},{"v":0.15,"d":"0.2"},{"v":12,"d":"12.0"},{"v":0.2,"d":"0.20"},{"v":0.15,"d":"0.2"},{"v":0.15,"d":"0.2"},{"v":12,"d":"12.0"},0.2,{"v":0.34,"d":"0.3"},{"v":0.34,"d":"0.3"},{"v":12,"d":"12.0"},0.2,{"v":0.34,"d":"0.3"},{"v":0.34,"d":"0.3"},{"v":0,"d":"0.0"},0.2,{"v":0,"d":"0.0"},{"v":0,"d":"0.0"},{"v":1.8849999999999998,"d":"1.89"},{"v":43.802064,"d":"43.80"},{"v":44.035289999999996,"d":"44.04"},{"v":46.249826399999996,"d":"46.25"},{"v":41.740790399999995,"d":"41.74"},{"v":0,"d":"0.00"}]
["a-h","1-29",1,2.35,4.85,{"v":0.2,"d":"0.20"},{"v":0,"d":"0.00"},{"v":0,"d":"0.00"},{"v":12,"d":"12.0"},{"v":0.2,"d":"0.20"},{"v":0.15,"d":"0.2"},{"v":0.15,"d":"0.2"},{"v":12,"d":"12.0"},{"v":0.2,"d":"0.20"},{"v":0.15,"d":"0.2"},{"v":0.15,"d":"0.2"},{"v":12,"d":"12.0"},0.2,{"v":0.34,"d":"0.3"},{"v":0.34,"d":"0.3"},{"v":12,"d":"12.0"},0.2,{"v":0.34,"d":"0.3"},{"v":0.34,"d":"0.3"},{"v":0,"d":"0.0"},0.2,{"v":0,"d":"0.0"},{"v":0,"d":"0.0"},{"v":2.2795,"d":"2.28"},{"v":52.1982,"d":"52.20"},{"v":53.8641,"d":"53.86"},{"v":54.181731599999985,"d":"54.18"},{"v":28.082631600000003,"d":"28.08"},{"v":0,"d":"0.00"}]
["a-h","1-30",1,4.75,{"v":1.8,"d":"1.80"},{"v":0.2,"d":"0.20"},{"v":0,"d":"0.00"},{"v":0,"d":"0.00"},{"v":12,"d":"12.0"},{"v":0.2,"d":"0.20"},{"v":0.15,"d":"0.2"},{"v":0.15,"d":"0.2"},{"v":12,"d":"12.0"},{"v":0.2,"d":"0.20"},{"v":0.15,"d":"0.2"},{"v":0.15,"d":"0.2"},{"v":12,"d":"12.0"},0.2,{"v":0.34,"d":"0.3"},{"v":0.34,"d":"0.3"},{"v":12,"d":"12.0"},0.2,{"v":0.34,"d":"0.3"},{"v":0.34,"d":"0.3"},{"v":0,"d":"0.0"},0.2,{"v":0,"d":"0.0"},{"v":0,"d":"0.0"},{"v":1.7100000000000002,"d":"1.71"},{"v":41.147729999999996,"d":"41.15"},{"v":39.181968000000005,"d":"39.18"},{"v":45.156996,"d":"45.16"},{"v":107.406126,"d":"107.41"},{"v":0,"d":"0.00"}]
["a-h","1-31",1,3.85,{"v":5.4,"d":"5.40"},{"v":0.2,"d":"0.20"},{"v":0,"d":"0.00"},{"v":0,"d":"0.00"},{"v":12,"d":"12.0"},{"v":0.2,"d":"0.20"},{"v":0.15,"d":"0.2"},{"v":0.15,"d":"0.2"},{"v":12,"d":"12.0"},{"v":0.2,"d":"0.20"},{"v":0.15,"d":"0.2"},{"v":0.15,"d":"0.2"},{"v":12,"d":"12.0"},0.2,{"v":0.34,"d":"0.3"},{"v":0.34,"d":"0.3"},{"v":12,"d":"12.0"},0.2,{"v":0.34,"d":"0.3"},{"v":0.34,"d":"0.3"},{"v":0,"d":"0.0"},0.2,{"v":0,"d":"0.0"},{"v":0,"d":"0.0"},{"v":4.158,"d":"4.16"},{"v":94.922982,"d":"94.92"},{"v":95.95584000000001,"d":"95.96"},{"v":98.17259759999999,"d":"98.17"},{"v":71.66257560000001,"d":"71.66"},{"v":0,"d":"0.00"}]
["a-h","1-32",1,4.25,{"v":6.6,"d":"6.60"},{"v":0.2,"d":"0.20"},{"v":0,"d":"0.00"},{"v":0,"d":"0.00"},{"v":12,"d":"12.0"},{"v":0.2,"d":"0.20"},{"v":0.15,"d":"0.2"},{"v":0.15,"d":"0.2"},{"v":12,"d":"12.0"},{"v":0.2,"d":"0.20"},{"v":0.15,"d":"0.2"},{"v":0.15,"d":"0.2"},{"v":12,"d":"12.0"},0.2,{"v":0.34,"d":"0.3"},{"v":0.34,"d":"0.3"},{"v":12,"d":"12.0"},0.2,{"v":0.34,"d":"0.3"},{"v":0.34,"d":"0.3"},{"v":0,"d":"0.0"},0.2,{"v":0,"d":"0.0"},{"v":0,"d":"0.0"},{"v":5.609999999999999,"d":"5.61"},{"v":127.44135,"d":"127.44"},{"v":129.007296,"d":"129.01"},{"v":131.02858799999996,"d":"131.03"},{"v":86.660118,"d":"86.66"},{"v":0,"d":"0.00"}]
["a-h","1-33",1,{"v":5.3,"d":"5.30"},{"v":5.3,"d":"5.30"},{"v":0.2,"d":"0.20"},{"v":4,"d":"4.00"},{"v":5.3,"d":"5.30"},{"v":12,"d":"12.0"},{"v":0.2,"d":"0.20"},{"v":0.15,"d":"0.2"},{"v":0.15,"d":"0.2"},{"v":12,"d":"12.0"},{"v":0.2,"d":"0.20"},{"v":0.15,"d":"0.2"},{"v":0.15,"d":"0.2"},{"v":12,"d":"12.0"},0.2,{"v":0.34,"d":"0.3"},{"v":0.34,"d":"0.3"},{"v":12,"d":"12.0"},0.2,{"v":0.34,"d":"0.3"},{"v":0.34,"d":"0.3"},{"v":0,"d":"0.0"},0.2,{"v":0,"d":"0.0"},{"v":0,"d":"0.0"},{"v":1.3780000000000001,"d":"1.38"},{"v":3.531708,"d":"3.53"},{"v":34.139844,"d":"34.14"},{"v":8.005204800000001,"d":"8.01"},{"v":38.61334079999999,"d":"38.61"},{"v":0,"d":"0.00"}]
[{"$nulls":28},{"v":110.728,"d":"110.73"},{"v":2471.507028,"d":"2471.51"},{"v":2560.1106959999993,"d":"2560.11"},{"v":2607.4311407999994,"d":"2607.43"},{"v":2069.8563168,"d":"2069.86"},{"v":0,"d":"0.00"}]
[]
["序号","构件","数量","构件",null,null,"开洞",null,"底层钢筋（横向）",{"$nulls":3},"底层钢筋（纵向）",{"$nulls":3},"负筋（横向）",{"$nulls":3},"负筋（纵向）",{"$nulls":3},"分布筋",{"$nulls":3},"砼量","底筋1","底筋2","负筋1","负筋2","分布筋"]
[null,"位置",null,"长m","宽","板厚","长","宽","直径","@","弯钩长","加长","直径","@","弯钩长","加长","直径","@","直钩长","加长","直径","@","直钩长","加长","直径","@","弯钩长","加长","m3","kg","kg","㎏","kg","kg"]
["阳台","南",4,{"v":8.1,"d":"8.10"},{"v":1.9,"d":"1.90"},{"v":0.1,"d":"0.10"},{"v":0,"d":"0.00"},{"v":0,"d":"0.00"},{"v":8,"d":"8.0"},{"v":0.2,"d":"0.20"},0.1,0.1,{"v":8,"d":"8.0"},{"v":0.2,"d":"0.20"},0.1,0.1,{"v":0,"d":"0.0"},{"v":0.15,"d":"0.2"},{"v":0.14,"d":"0.1"},{"v":0.14,"d":"0.1"},{"v":12,"d":"12.0"},{"v":0.15,"d":"0.2"},{"v":0.14,"d":"0.1"},{"v":0.14,"d":"0.1"},6.5,{"v":0.2,"d":"0.20"},{"v":0.08125,"d":"0.1"},{"v":0.08125,"d":"0.1"},{"v":6.156,"d":"6.16"},{"v":127.94111999999998,"d":"127.94"},{"v":123.04460799999998,"d":"123.04"},{"v":0,"d":"0.00"},{"v":1581.3522432000002,"d":"1581.35"},{"v":164.71223762499997,"d":"164.71"}]
["阳台","北",4,1.83,{"v":2.4,"d":"2.40"},{"v":0.1,"d":"0.10"},{"v":0,"d":"0.00"},{"v":0,"d":"0.00"},{"v":8,"d":"8.0"},{"v":0.2,"d":"0.20"},0.1,0.1,{"v":8,"d":"8.0"},{"v":0.2,"d":"0.20"},0.1,0.1,{"v":12,"d":"12.0"},0.2,{"v":0.14,"d":"0.1"},{"v":0.14,"d":"0.1"},{"v":0,"d":"0.0"},0.2,{"v":0.14,"d":"0.1"},{"v":0.14,"d":"0.1"},6.5,{"v":0.2,"d":"0.20"},{"v":0.08125,"d":"0.1"},{"v":0.08125,"d":"0.1"},{"v":1.7568000000000001,"d":"1.76"},{"v":36.13152,"d":"36.13"},{"v":36.5816832,"d":"36.58"},{"v":82.59665471999999,"d":"82.60"},{"v":0,"d":"0.00"},{"v":47.588567934375,"d":"47.59"}]
[]
[]
[{"$nulls":3},"长度","筋长","间距","直径"]
[null,"1#筋：",null,22.6,2.8,0.2,10,null,{"v":195.2188,"d":"195.22"}]
["阳台","1#筋：",null,18,1.7,0.15,10,null,{"v":125.868,"d":"125.87"}]

{"sheet":"挑檐","index":2,"n_rows":23,"n_cols":41,"rows_kept":23,"flags":["formulas_cached_only"]}
[]
[{"$nulls":5},"挑檐工程量",{"$nulls":28},8,10,6.5,12,8,6.5]
["序号","构件","数量","构件",{"$nulls":3},"增减","钢筋（1）",{"$nulls":3},"钢筋（2）",{"$nulls":3},"筋（3）",{"$nulls":3},"筋（4）",{"$nulls":3},"直筋1",null,null,"直筋2",null,null,"直筋3",null,null,"砼量","筋1","筋2","筋3","筋4","直筋1","直筋2","直筋3"]
[null,"位置",null,"长m","宽.高","板厚","面积","砼m3","直径","@","弯钩长","长","直径","@","弯钩长","长","直径","@","直钩长","长","直径","@","直钩长","长","直径","根数","长","直径","根数","长","直径","根数","长","m3","kg","kg","㎏","kg","kg","kg","kg"]
["与彭","2-2",1,{"v":23.2,"d":"23.20"},0.56,{"v":1,"d":"1.00"},null,{"v":0,"d":"0.00"},{"v":8,"d":"8.0"},0.15,0.1,1.97,{"v":0,"d":"0.0"},{"v":0.2,"d":"0.20"},{"v":0,"d":"0.0"},{"v":0,"d":"0.00"},{"v":0,"d":"0.0"},{"v":0.15,"d":"0.2"},{"v":1.94,"d":"1.9"},{"v":0,"d":"0.00"},{"v":0,"d":"0.0"},{"v":0.15,"d":"0.2"},{"v":1.94,"d":"1.9"},{"v":0,"d":"0.00"},{"v":0,"d":"0.0"},{"v":6,"d":"6.00"},23.2,6.5,{"v":6,"d":"6.00"},23.2,{"v":0,"d":"0.0"},{"v":0,"d":"0.00"},23.2,{"v":12.992,"d":"12.99"},{"v":126.4247808,"d":"126.42"},{"v":0,"d":"0.00"},{"v":0,"d":"0.00"},{"v":0,"d":"0.00"},{"v":0,"d":"0.00"},{"v":36.287004,"d":"36.29"},0]
["与彭","1-1",1,{"v":21.8,"d":"21.80"},{"v":0.9,"d":"0.90"},{"v":1,"d":"1.00"},null,{"v":0,"d":"0.00"},{"v":0,"d":"0.0"},0.15,{"v":0,"d":"0.0"},{"v":0,"d":"0.00"},{"v":10,"d":"10.0"},0.15,{"v":0.125,"d":"0.1"},{"v":1.6,"d":"1.60"},{"v":0,"d":"0.0"},{"v":0.15,"d":"0.2"},{"v":1.94,"d":"1.9"},{"v":0,"d":"0.00"},{"v":0,"d":"0.0"},{"v":0.15,"d":"0.2"},{"v":1.94,"d":"1.9"},{"v":0,"d":"0.00"},{"v":0,"d":"0.0"},{"v":5,"d":"5.00"},21.8,6.5,{"v":5,"d":"5.00"},21.8,{"v":0,"d":"0.0"},{"v":0,"d":"0.00"},21.8,19.62,{"v":0,"d":"0.00"},{"v":154.6819,"d":"154.68"},{"v":0,"d":"0.00"},{"v":0,"d":"0.00"},{"v":0,"d":"0.00"},{"v":28.4143925,"d":"28.41"},0]
["挑檐","3-3",1,{"v":1,"d":"1.00"},1.82,0.12,0.12,0.12,{"v":8,"d":"8.0"},{"v":0.2,"d":"0.20"},0.1,0.84,{"v":10,"d":"10.0"},{"v":0.2,"d":"0.20"},{"v":0.125,"d":"0.1"},3.64,6.5,0.2,{"v":0.18,"d":"0.2"},0.52,{"v":0,"d":"0.0"},{"v":0.15,"d":"0.2"},{"v":0.18,"d":"0.2"},{"v":0,"d":"0.00"},{"v":8,"d":"8.0"},{"v":20,"d":"20.00"},{"v":1,"d":"1.0"},6.5,{"v":5,"d":"5.00"},{"v":1,"d":"1.0"},{"v":0,"d":"0.0"},{"v":0,"d":"0.00"},{"v":1,"d":"1.0"},{"v":0.33840000000000003,"d":"0.34"},{"v":1.8559359999999998,"d":"1.86"},{"v":11.615025000000001,"d":"11.62"},{"v":0.18247775,"d":"0.18"},{"v":0,"d":"0.00"},{"v":7.897600000000001,"d":"7.90"},{"v":1.3034125,"d":"1.30"},0]
["与彭","4-4",1,{"v":7.2,"d":"7.20"},{"v":0.6,"d":"0.60"},{"v":1,"d":"1.00"},null,{"v":0,"d":"0.00"},{"v":8,"d":"8.0"},0.15,0.1,{"v":0.1,"d":"0.10"},{"v":0,"d":"0.0"},{"v":0.2,"d":"0.20"},{"v":0,"d":"0.0"},{"v":0,"d":"0.00"},6.5,{"v":0.15,"d":"0.2"},{"v":1.94,"d":"1.9"},{"v":0.8,"d":"0.80"},{"v":12,"d":"12.0"},{"v":0.15,"d":"0.2"},{"v":1.94,"d":"1.9"},{"v":0.6,"d":"0.60"},{"v":0,"d":"0.0"},{"v":6,"d":"6.00"},7.2,6.5,{"v":6,"d":"6.00"},7.2,{"v":0,"d":"0.0"},{"v":0,"d":"0.00"},7.2,4.32,{"v":3.7908480000000004,"d":"3.79"},{"v":0,"d":"0.00"},{"v":0.7142700500000001,"d":"0.71"},{"v":108.3234816,"d":"108.32"},{"v":0,"d":"0.00"},{"v":11.261484000000001,"d":"11.26"},0]
["挑檐","5-5",1,{"v":27.2,"d":"27.20"},0.85,0.12,0.11,{"v":2.992,"d":"2.99"},{"v":8,"d":"8.0"},{"v":0.2,"d":"0.20"},0.1,4.85,{"v":0,"d":"0.0"},{"v":0.2,"d":"0.20"},{"v":0,"d":"0.0"},{"v":0,"d":"0.00"},{"v":0,"d":"0.0"},{"v":0.15,"d":"0.2"},{"v":0.18,"d":"0.2"},{"v":0,"d":"0.00"},{"v":0,"d":"0.0"},{"v":0.15,"d":"0.2"},{"v":0.18,"d":"0.2"},{"v":0,"d":"0.00"},{"v":0,"d":"0.0"},{"v":6,"d":"6.00"},27.2,6.5,{"v":9,"d":"9.00"},27.2,{"v":0,"d":"0.0"},{"v":0,"d":"0.00"},27.2,{"v":5.766399999999999,"d":"5.77"},{"v":265.833216,"d":"265.83"},{"v":0,"d":"0.00"},{"v":0,"d":"0.00"},{"v":0,"d":"0.00"},{"v":0,"d":"0.00"},{"v":63.815076,"d":"63.82"},0]
["挑檐","6-6",1,5.04,0.97,0.12,0.12,{"v":0.6048,"d":"0.60"},{"v":8,"d":"8.0"},{"v":0.2,"d":"0.20"},0.1,4.85,{"v":0,"d":"0.0"},{"v":0.2,"d":"0.20"},{"v":0,"d":"0.0"},{"v":0,"d":"0.00"},6.5,{"v":0.15,"d":"0.2"},{"v":0.18,"d":"0.2"},0.22,{"v":0,"d":"0.0"},{"v":0.15,"d":"0.2"},{"v":0.18,"d":"0.2"},{"v":0,"d":"0.00"},{"v":0,"d":"0.0"},{"v":6,"d":"6.00"},{"v":5.04,"d":"5.0"},6.5,{"v":9,"d":"9.00"},{"v":5.04,"d":"5.0"},{"v":10,"d":"10.0"},{"v":3,"d":"3.00"},{"v":5.04,"d":"5.0"},{"v":1.191456,"d":"1.19"},{"v":49.257331199999996,"d":"49.26"},{"v":0,"d":"0.00"},{"v":0.10427300000000002,"d":"0.10"},{"v":0,"d":"0.00"},{"v":0,"d":"0.00"},{"v":11.8245582,"d":"11.82"},{"v":9.32904,"d":"9"}]
["挑檐","7-7",1,{"v":4.8,"d":"4.80"},{"v":0.6,"d":"0.60"},{"v":0.1,"d":"0.10"},0.04,{"v":0.192,"d":"0.19"},null,0.15,{"v":0,"d":"0.0"},{"v":0,"d":"0.00"},{"v":10,"d":"10.0"},0.15,{"v":0.125,"d":"0.1"},{"v":1.8,"d":"1.80"},{"v":0,"d":"0.0"},{"v":0.15,"d":"0.2"},{"v":0.14,"d":"0.1"},{"v":0,"d":"0.00"},{"v":0,"d":"0.0"},{"v":0.15,"d":"0.2"},{"v":0.14,"d":"0.1"},{"v":0,"d":"0.00"},{"v":0,"d":"0.0"},{"v":6,"d":"6.00"},4.8,6.5,{"v":4,"d":"4.00"},4.8,{"v":0,"d":"0.0"},{"v":0,"d":"0.00"},4.8,0.48,{"v":0,"d":"0.00"},{"v":38.0072,"d":"38.01"},{"v":0,"d":"0.00"},{"v":0,"d":"0.00"},{"v":0,"d":"0.00"},{"v":5.005103999999999,"d":"5.01"},0]
["挑檐","8-8",1,{"v":2.4,"d":"2.40"},0.97,0.12,null,{"v":0,"d":"0.00"},{"v":0,"d":"0.0"},0.15,{"v":0,"d":"0.0"},{"v":0,"d":"0.00"},{"v":0,"d":"0.0"},{"v":0.2,"d":"0.20"},{"v":0,"d":"0.0"},{"v":0,"d":"0.00"},{"v":0,"d":"0.0"},{"v":0.15,"d":"0.2"},{"v":0.18,"d":"0.2"},{"v":0,"d":"0.00"},{"v":0,"d":"0.0"},{"v":0.15,"d":"0.2"},{"v":0.18,"d":"0.2"},{"v":0,"d":"0.00"},{"v":0,"d":"0.0"},{"v":6,"d":"6.00"},2.4,{"v":0,"d":"0.0"},{"v":6,"d":"6.00"},2.4,{"v":0,"d":"0.0"},{"v":0,"d":"0.00"},2.4,{"v":0.27936,"d":"0.28"},{"v":0,"d":"0.00"},{"v":0,"d":"0.00"},{"v":0,"d":"0.00"},{"v":0,"d":"0.00"},{"v":0,"d":"0.00"},{"v":0,"d":"0.00"},0]
["挑檐","9-9",1,{"v":4,"d":"4.00"},0.97,0.12,0.12,0.48,{"v":8,"d":"8.0"},{"v":0.2,"d":"0.20"},0.1,2.56,{"v":0,"d":"0.0"},{"v":0.2,"d":"0.20"},{"v":0,"d":"0.0"},{"v":0,"d":"0.00"},{"v":0,"d":"0.0"},{"v":0.15,"d":"0.2"},{"v":0.18,"d":"0.2"},{"v":0,"d":"0.00"},{"v":0,"d":"0.0"},{"v":0.15,"d":"0.2"},{"v":0.18,"d":"0.2"},{"v":0,"d":"0.00"},{"v":0,"d":"0.0"},{"v":6,"d":"6.00"},{"v":4,"d":"4.0"},{"v":0,"d":"0.0"},{"v":6,"d":"6.00"},{"v":9,"d":"9.0"},{"v":0,"d":"0.0"},{"v":0,"d":"0.00"},{"v":4,"d":"4.0"},{"v":0.9456,"d":"0.95"},{"v":21.007616000000002,"d":"21.01"},{"v":0,"d":"0.00"},{"v":0,"d":"0.00"},{"v":0,"d":"0.00"},{"v":0,"d":"0.00"},{"v":0,"d":"0.00"},0]
["挑檐","13-13",1,{"v":4,"d":"4.00"},0.52,0.12,0.03,0.12,{"v":8,"d":"8.0"},{"v":0.2,"d":"0.20"},0.1,5.26,{"v":0,"d":"0.0"},{"v":0.2,"d":"0.20"},{"v":0,"d":"0.0"},{"v":0,"d":"0.00"},{"v":0,"d":"0.0"},{"v":0.15,"d":"0.2"},{"v":0.18,"d":"0.2"},{"v":0,"d":"0.00"},{"v":0,"d":"0.0"},{"v":0.15,"d":"0.2"},{"v":0.18,"d":"0.2"},{"v":0,"d":"0.00"},{"v":0,"d":"0.0"},{"v":6,"d":"6.00"},{"v":4,"d":"4.0"},{"v":0,"d":"0.0"},{"v":6,"d":"6.00"},{"v":7,"d":"7.0"},{"v":0,"d":"0.0"},{"v":0,"d":"0.00"},{"v":4,"d":"4.0"},{"v":0.3696,"d":"0.37"},{"v":42.331135999999994,"d":"42.33"},{"v":0,"d":"0.00"},{"v":0,"d":"0.00"},{"v":0,"d":"0.00"},{"v":0,"d":"0.00"},{"v":0,"d":"0.00"},0]
["挑檐","8-8a",1,0.84,{"v":0,"d":"0.00"},0.12,null,{"v":0,"d":"0.00"},{"v":0,"d":"0.0"},0.15,{"v":0,"d":"0.0"},{"v":0,"d":"0.00"},{"v":0,"d":"0.0"},{"v":0.2,"d":"0.20"},{"v":0,"d":"0.0"},{"v":0,"d":"0.00"},{"v":0,"d":"0.0"},{"v":0.15,"d":"0.2"},{"v":0.18,"d":"0.2"},{"v":0,"d":"0.00"},{"v":0,"d":"0.0"},{"v":0.15,"d":"0.2"},{"v":0.18,"d":"0.2"},{"v":0,"d":"0.00"},{"v":0,"d":"0.0"},{"v":6,"d":"6.00"},{"v":0.84,"d":"0.8"},{"v":0,"d":"0.0"},{"v":6,"d":"6.00"},{"v":0.84,"d":"0.8"},{"v":0,"d":"0.0"},{"v":0,"d":"0.00"},{"v":0.84,"d":"0.8"},{"v":0,"d":"0.00"},{"v":0,"d":"0.00"},{"v":0,"d":"0.00"},{"v":0,"d":"0.00"},{"v":0,"d":"0.00"},{"v":0,"d":"0.00"},{"v":0,"d":"0.00"},0]
[{"$nulls":33},{"v":46.30281599999999,"d":"46.30"},{"v":510.50086400000004,"d":"510.50"},{"v":204.304125,"d":"204.30"},{"v":1.0010208,"d":"1.00"}]
[]
[{"$nulls":3},"长度","筋长","根数","直径","间距",null,"钢筋重"]
[null,"8-8钢筋：",null,null,1.56,{"v":6,"d":"6.00"},12,null,null,{"v":8.3161728,"d":"8.32"}]
[{"$nulls":4},0.84,{"v":3,"d":"3.00"},10,null,null,{"v":1.55484,"d":"1.55"}]
[{"$nulls":3},3.36,0.84,16.799999999999997,6.5,0.2,null,{"v":3.678751439999999,"d":"3.68"}]
[{"$nulls":3},2.4,0.6,11.999999999999998,6.5,0.2,null,{"v":1.8769139999999995,"d":"1.88"}]
[null,"其他：",null,null,1,20,10,null,null,12.34]

{"sheet":"剪力墙钢筋","index":3,"n_rows":61,"n_cols":47,"rows_kept":61,"flags":["formulas_cached_only"]}
[{"$nulls":15},"墙 钢筋及工程量"]
["序","构件","数量",null,"构件尺寸",{"$nulls":3},"洞口1",null,"洞口2",null,"暗柱钢筋",{"$nulls":4},"箍筋",null,null,"暗梁钢筋",{"$nulls":4},"箍筋",{"$nulls":8},"拉筋",null,null,"墙砼量","墙模板","墙脚手","纵筋","横筋","拉筋","柱主筋","梁主筋","柱箍筋","梁箍筋"]
["号","名称",null,"构件长m","厚","高","增加长","保护层m","高","宽","高","宽","长","宽","高","直径","根数","@","直径","个数","长","宽","高","直径","根数","@","直径","个数","纵筋","@","增加长","横筋","@","增长","直径","长度","@","m3","m2","架m2","㎏","㎏","㎏","kg","kg","kg","kg"]
["1","4-4",1,{"v":4.2,"d":"4.20"},{"v":0.2,"d":"0.20"},{"v":4.3,"d":"4.30"},{"v":0,"d":"0.00"},0.025,{"v":0,"d":"0.00"},{"v":0,"d":"0.00"},{"v":0,"d":"0.00"},{"v":0,"d":"0.00"},{"v":0.2,"d":"0.20"},{"v":0.2,"d":"0.20"},{"v":4.3,"d":"4.30"},{"v":0,"d":"0.0"},{"v":4,"d":"4.00"},{"v":0.2,"d":"0.20"},{"v":0,"d":"0.0"},0,{"v":1.2,"d":"1.20"},{"v":0.2,"d":"0.20"},{"v":0.3,"d":"0.30"},{"v":0,"d":"0.0"},{"v":6,"d":"6.00"},0.15,{"v":0,"d":"0.0"},1,{"v":10,"d":"10.0"},{"v":0.2,"d":"0.20"},{"v":0.4,"d":"0.40"},{"v":10,"d":"10.0"},{"v":0.2,"d":"0.20"},{"v":0.4,"d":"0.40"},8,"0.2",{"v":0.5,"d":"0.50"},{"v":3.612,"d":"3.61"},18.06,36.12,{"v":121.79580000000001,"d":"121.8"},{"v":122.0426,"d":"122.0"},{"v":0.6633984000000002,"d":"0.7"},{"v":0,"d":"0.0"},{"v":0,"d":"0.0"},{"v":0,"d":"0.0"},{"v":0,"d":"0.0"}]
["2","4-4",1,{"v":1.5,"d":"1.50"},{"v":0.2,"d":"0.20"},{"v":5,"d":"5.00"},{"v":0,"d":"0.00"},0.025,{"v":0,"d":"0.00"},{"v":0,"d":"0.00"},{"v":0,"d":"0.00"},{"v":0,"d":"0.00"},{"v":0.2,"d":"0.20"},{"v":0.2,"d":"0.20"},{"v":5,"d":"5.00"},{"v":0,"d":"0.0"},{"v":4,"d":"4.00"},{"v":0.2,"d":"0.20"},{"v":0,"d":"0.0"},1,{"v":1.2,"d":"1.20"},{"v":0.2,"d":"0.20"},{"v":0.3,"d":"0.30"},{"v":0,"d":"0.0"},{"v":6,"d":"6.00"},0.15,{"v":0,"d":"0.0"},1,{"v":10,"d":"10.0"},{"v":0.2,"d":"0.20"},{"v":0.4,"d":"0.40"},{"v":10,"d":"10.0"},{"v":0.2,"d":"0.20"},{"v":0.4,"d":"0.40"},8,"0.2",{"v":0.5,"d":"0.50"},{"v":1.5,"d":"1.50"},{"v":7.5,"d":"7.50"},{"v":15,"d":"15.00"},{"v":49.977,"d":"50.0"},{"v":58.614999999999995,"d":"58.6"},{"v":0.236928,"d":"0.2"},{"v":0,"d":"0.0"},{"v":0,"d":"0.0"},{"v":0,"d":"0.0"},{"v":0,"d":"0.0"}]
["3","4-4",1,{"v":0.6,"d":"0.60"},{"v":0.2,"d":"0.20"},{"v":5,"d":"5.00"},{"v":0,"d":"0.00"},0.025,{"v":0,"d":"0.00"},{"v":0,"d":"0.00"},{"v":0,"d":"0.00"},{"v":0,"d":"0.00"},{"v":0.2,"d":"0.20"},{"v":0.2,"d":"0.20"},{"v":5,"d":"5.00"},{"v":0,"d":"0.0"},{"v":4,"d":"4.00"},{"v":0.2,"d":"0.20"},{"v":0,"d":"0.0"},1,{"v":1.2,"d":"1.20"},{"v":0.2,"d":"0.20"},{"v":0.3,"d":"0.30"},{"v":0,"d":"0.0"},{"v":6,"d":"6.00"},0.15,{"v":0,"d":"0.0"},1,{"v":10,"d":"10.0"},{"v":0.2,"d":"0.20"},{"v":0.4,"d":"0.40"},{"v":10,"d":"10.0"},{"v":0.2,"d":"0.20"},{"v":0.4,"d":"0.40"},8,"0.2",{"v":0.5,"d":"0.50"},{"v":0.6000000000000001,"d":"0.60"},{"v":3,"d":"3.00"},{"v":6,"d":"6.00"},{"v":19.9908,"d":"20.0"},{"v":30.849999999999998,"d":"30.9"},{"v":0.0947712,"d":"0.1"},{"v":0,"d":"0.0"},{"v":0,"d":"0.0"},{"v":0,"d":"0.0"},{"v":0,"d":"0.0"}]
["4","4-4",1,2.35,{"v":0.2,"d":"0.20"},{"v":5,"d":"5.00"},{"v":0,"d":"0.00"},0.025,{"v":0,"d":"0.00"},{"v":0,"d":"0.00"},{"v":0,"d":"0.00"},{"v":0,"d":"0.00"},{"v":0.2,"d":"0.20"},{"v":0.2,"d":"0.20"},{"v":5,"d":"5.00"},{"v":0,"d":"0.0"},{"v":4,"d":"4.00"},{"v":0.2,"d":"0.20"},{"v":0,"d":"0.0"},1,{"v":1.2,"d":"1.20"},{"v":0.2,"d":"0.20"},{"v":0.3,"d":"0.30"},{"v":0,"d":"0.0"},{"v":6,"d":"6.00"},0.15,{"v":0,"d":"0.0"},1,{"v":10,"d":"10.0"},{"v":0.2,"d":"0.20"},{"v":0.4,"d":"0.40"},{"v":10,"d":"10.0"},{"v":0.2,"d":"0.20"},{"v":0.4,"d":"0.40"},8,"0.2",{"v":0.5,"d":"0.50"},2.35,11.75,{"v":23.5,"d":"23.50"},{"v":78.2973,"d":"78.3"},{"v":84.83749999999999,"d":"84.8"},{"v":0.37118720000000005,"d":"0.4"},{"v":0,"d":"0.0"},{"v":0,"d":"0.0"},{"v":0,"d":"0.0"},{"v":0,"d":"0.0"}]
["5","4-4",1,{"v":4.3,"d":"4.30"},{"v":0.2,"d":"0.20"},{"v":5,"d":"5.00"},{"v":0,"d":"0.00"},0.025,2.55,{"v":0.7,"d":"0.70"},2.25,{"v":0.7,"d":"0.70"},{"v":0.2,"d":"0.20"},{"v":0.2,"d":"0.20"},{"v":5,"d":"5.00"},{"v":0,"d":"0.0"},{"v":4,"d":"4.00"},{"v":0.2,"d":"0.20"},{"v":0,"d":"0.0"},1,{"v":1.9,"d":"1.90"},{"v":0.2,"d":"0.20"},{"v":0.3,"d":"0.30"},{"v":0,"d":"0.0"},{"v":6,"d":"6.00"},0.15,{"v":0,"d":"0.0"},1,{"v":10,"d":"10.0"},{"v":0.2,"d":"0.20"},{"v":0.4,"d":"0.40"},{"v":10,"d":"10.0"},{"v":0.2,"d":"0.20"},{"v":0.4,"d":"0.40"},8,"0.2",{"v":0.5,"d":"0.50"},{"v":3.628,"d":"3.63"},{"v":14.780000000000001,"d":"14.78"},{"v":43,"d":"43.00"},{"v":143.2674,"d":"143.3"},{"v":144.995,"d":"145.0"},{"v":0.6791936000000001,"d":"0.7"},{"v":0,"d":"0.0"},{"v":0,"d":"0.0"},{"v":0,"d":"0.0"},{"v":0,"d":"0.0"}]
["6","4-4",1,{"v":0.9,"d":"0.90"},{"v":0.2,"d":"0.20"},{"v":5,"d":"5.00"},{"v":0,"d":"0.00"},0.025,2.25,{"v":0.7,"d":"0.70"},{"v":0,"d":"0.00"},{"v":0,"d":"0.00"},{"v":0.2,"d":"0.20"},{"v":0.2,"d":"0.20"},{"v":5,"d":"5.00"},{"v":0,"d":"0.0"},{"v":4,"d":"4.00"},{"v":0.2,"d":"0.20"},{"v":0,"d":"0.0"},1,{"v":1.9,"d":"1.90"},{"v":0.2,"d":"0.20"},{"v":0.3,"d":"0.30"},{"v":0,"d":"0.0"},{"v":6,"d":"6.00"},0.15,{"v":0,"d":"0.0"},1,{"v":10,"d":"10.0"},{"v":0.2,"d":"0.20"},{"v":0.4,"d":"0.40"},{"v":10,"d":"10.0"},{"v":0.2,"d":"0.20"},{"v":0.4,"d":"0.40"},8,"0.2",{"v":0.5,"d":"0.50"},{"v":0.585,"d":"0.59"},1.35,{"v":9,"d":"9.00"},{"v":29.9862,"d":"30.0"},{"v":40.105,"d":"40.1"},{"v":0.14215680000000003,"d":"0.1"},{"v":0,"d":"0.0"},{"v":0,"d":"0.0"},{"v":0,"d":"0.0"},{"v":0,"d":"0.0"}]
["7","4-4",1,3.75,{"v":0.2,"d":"0.20"},{"v":5,"d":"5.00"},{"v":0,"d":"0.00"},0.025,2.25,{"v":0.7,"d":"0.70"},1.75,{"v":2.9,"d":"2.90"},{"v":0.2,"d":"0.20"},{"v":0.2,"d":"0.20"},{"v":5,"d":"5.00"},{"v":0,"d":"0.0"},{"v":4,"d":"4.00"},{"v":0.2,"d":"0.20"},{"v":0,"d":"0.0"},2,{"v":1.9,"d":"1.90"},{"v":0.2,"d":"0.20"},{"v":0.3,"d":"0.30"},{"v":0,"d":"0.0"},{"v":6,"d":"6.00"},0.15,{"v":0,"d":"0.0"},1,{"v":10,"d":"10.0"},{"v":0.2,"d":"0.20"},{"v":0.4,"d":"0.40"},{"v":10,"d":"10.0"},{"v":0.2,"d":"0.20"},{"v":0.4,"d":"0.40"},8,"0.2",{"v":0.5,"d":"0.50"},2.42,{"v":5.449999999999999,"d":"5.45"},{"v":37.5,"d":"37.50"},{"v":124.94250000000001,"d":"124.9"},{"v":128.0275,"d":"128.0"},{"v":0.5923200000000001,"d":"0.6"},{"v":0,"d":"0.0"},{"v":0,"d":"0.0"},{"v":0,"d":"0.0"},{"v":0,"d":"0.0"}]
["8","4-4",1,3.25,{"v":0.2,"d":"0.20"},{"v":5,"d":"5.00"},{"v":0,"d":"0.00"},0.025,{"v":0.8,"d":"0.80"},2.25,{"v":0,"d":"0.00"},{"v":0,"d":"0.00"},{"v":0.2,"d":"0.20"},{"v":0.2,"d":"0.20"},{"v":5,"d":"5.00"},{"v":0,"d":"0.0"},{"v":4,"d":"4.00"},{"v":0.2,"d":"0.20"},{"v":0,"d":"0.0"},1,3.45,{"v":0.2,"d":"0.20"},{"v":0.3,"d":"0.30"},{"v":0,"d":"0.0"},{"v":6,"d":"6.00"},0.15,{"v":0,"d":"0.0"},1,{"v":10,"d":"10.0"},{"v":0.2,"d":"0.20"},{"v":0.4,"d":"0.40"},{"v":10,"d":"10.0"},{"v":0.2,"d":"0.20"},{"v":0.4,"d":"0.40"},8,"0.2",{"v":0.5,"d":"0.50"},2.89,12.65,{"v":32.5,"d":"32.50"},{"v":108.2835,"d":"108.3"},{"v":112.60249999999999,"d":"112.6"},{"v":0.513344,"d":"0.5"},{"v":0,"d":"0.0"},{"v":0,"d":"0.0"},{"v":0,"d":"0.0"},{"v":0,"d":"0.0"}]
["9","4-4",1,{"v":2.9,"d":"2.90"},{"v":0.2,"d":"0.20"},{"v":5,"d":"5.00"},{"v":0,"d":"0.00"},0.025,3.05,{"v":1.8,"d":"1.80"},{"v":0,"d":"0.00"},{"v":0,"d":"0.00"},{"v":0.2,"d":"0.20"},{"v":0.2,"d":"0.20"},{"v":5,"d":"5.00"},{"v":0,"d":"0.0"},{"v":4,"d":"4.00"},{"v":0.2,"d":"0.20"},{"v":0,"d":"0.0"},1,{"v":3,"d":"3.00"},{"v":0.2,"d":"0.20"},{"v":0.3,"d":"0.30"},{"v":0,"d":"0.0"},{"v":6,"d":"6.00"},0.15,{"v":0,"d":"0.0"},1,{"v":10,"d":"10.0"},{"v":0.2,"d":"0.20"},{"v":0.4,"d":"0.40"},{"v":10,"d":"10.0"},{"v":0.2,"d":"0.20"},{"v":0.4,"d":"0.40"},8,"0.2",{"v":0.5,"d":"0.50"},{"v":1.802,"d":"1.80"},{"v":3.5199999999999996,"d":"3.52"},{"v":29,"d":"29.00"},{"v":96.6222,"d":"96.6"},{"v":101.80499999999999,"d":"101.8"},{"v":0.4580608,"d":"0.5"},{"v":0,"d":"0.0"},{"v":0,"d":"0.0"},{"v":0,"d":"0.0"},{"v":0,"d":"0.0"}]
["10","4-4",1,{"v":1.2,"d":"1.20"},{"v":0.2,"d":"0.20"},{"v":5,"d":"5.00"},{"v":0,"d":"0.00"},0.025,{"v":0,"d":"0.00"},{"v":0,"d":"0.00"},{"v":0,"d":"0.00"},{"v":0,"d":"0.00"},{"v":0.2,"d":"0.20"},{"v":0.2,"d":"0.20"},{"v":5,"d":"5.00"},{"v":0,"d":"0.0"},{"v":4,"d":"4.00"},{"v":0.2,"d":"0.20"},{"v":0,"d":"0.0"},1,{"v":1.2,"d":"1.20"},{"v":0.2,"d":"0.20"},{"v":0.3,"d":"0.30"},{"v":0,"d":"0.0"},{"v":6,"d":"6.00"},0.15,{"v":0,"d":"0.0"},1,{"v":10,"d":"10.0"},{"v":0.2,"d":"0.20"},{"v":0.4,"d":"0.40"},{"v":10,"d":"10.0"},{"v":0.2,"d":"0.20"},{"v":0.4,"d":"0.40"},8,"0.2",{"v":0.5,"d":"0.50"},{"v":1.2000000000000002,"d":"1.20"},{"v":6,"d":"6.00"},{"v":12,"d":"12.00"},{"v":39.9816,"d":"40.0"},{"v":49.36,"d":"49.4"},{"v":0.1895424,"d":"0.2"},{"v":0,"d":"0.0"},{"v":0,"d":"0.0"},{"v":0,"d":"0.0"},{"v":0,"d":"0.0"}]
["11","4-4",1,{"v":5.3,"d":"5.30"},{"v":0.2,"d":"0.20"},{"v":5,"d":"5.00"},{"v":0,"d":"0.00"},0.025,{"v":2.9,"d":"2.90"},1.75,{"v":0,"d":"0.00"},{"v":0,"d":"0.00"},{"v":0.2,"d":"0.20"},{"v":0.2,"d":"0.20"},{"v":5,"d":"5.00"},{"v":0,"d":"0.0"},{"v":4,"d":"4.00"},{"v":0.2,"d":"0.20"},{"v":0,"d":"0.0"},1,2.95,{"v":0.2,"d":"0.20"},{"v":0.3,"d":"0.30"},{"v":0,"d":"0.0"},{"v":6,"d":"6.00"},0.15,{"v":0,"d":"0.0"},1,{"v":10,"d":"10.0"},{"v":0.2,"d":"0.20"},{"v":0.4,"d":"0.40"},{"v":10,"d":"10.0"},{"v":0.2,"d":"0.20"},{"v":0.4,"d":"0.40"},8,"0.2",{"v":0.5,"d":"0.50"},{"v":4.285,"d":"4.29"},16.35,{"v":53,"d":"53.00"},{"v":176.58540000000002,"d":"176.6"},{"v":175.845,"d":"175.8"},{"v":0.8371456,"d":"0.8"},{"v":0,"d":"0.0"},{"v":0,"d":"0.0"},{"v":0,"d":"0.0"},{"v":0,"d":"0.0"}]
["12","4-4",1,{"v":1.2,"d":"1.20"},{"v":0.2,"d":"0.20"},{"v":5,"d":"5.00"},{"v":0,"d":"0.00"},0.025,3.05,{"v":0.9,"d":"0.90"},{"v":0,"d":"0.00"},{"v":0,"d":"0.00"},{"v":0.2,"d":"0.20"},{"v":0.2,"d":"0.20"},{"v":5,"d":"5.00"},{"v":0,"d":"0.0"},{"v":4,"d":"4.00"},{"v":0.2,"d":"0.20"},{"v":0,"d":"0.0"},1,{"v":2.1,"d":"2.10"},{"v":0.2,"d":"0.20"},{"v":0.3,"d":"0.30"},{"v":0,"d":"0.0"},{"v":6,"d":"6.00"},0.15,{"v":0,"d":"0.0"},1,{"v":10,"d":"10.0"},{"v":0.2,"d":"0.20"},{"v":0.4,"d":"0.40"},{"v":10,"d":"10.0"},{"v":0.2,"d":"0.20"},{"v":0.4,"d":"0.40"},8,"0.2",{"v":0.5,"d":"0.50"},{"v":0.651,"d":"0.65"},{"v":0.5099999999999998,"d":"0.51"},{"v":12,"d":"12.00"},{"v":39.9816,"d":"40.0"},{"v":49.36,"d":"49.4"},{"v":0.1895424,"d":"0.2"},{"v":0,"d":"0.0"},{"v":0,"d":"0.0"},{"v":0,"d":"0.0"},{"v":0,"d":"0.0"}]
["13","4-4",1,{"v":2.9,"d":"2.90"},{"v":0.2,"d":"0.20"},{"v":5,"d":"5.00"},{"v":0,"d":"0.00"},0.025,3.05,{"v":1.8,"d":"1.80"},{"v":0,"d":"0.00"},{"v":0,"d":"0.00"},{"v":0.2,"d":"0.20"},{"v":0.2,"d":"0.20"},{"v":5,"d":"5.00"},{"v":0,"d":"0.0"},{"v":4,"d":"4.00"},{"v":0.2,"d":"0.20"},{"v":0,"d":"0.0"},1,{"v":3,"d":"3.00"},{"v":0.2,"d":"0.20"},{"v":0.3,"d":"0.30"},{"v":0,"d":"0.0"},{"v":6,"d":"6.00"},0.15,{"v":0,"d":"0.0"},1,{"v":10,"d":"10.0"},{"v":0.2,"d":"0.20"},{"v":0.4,"d":"0.40"},{"v":10,"d":"10.0"},{"v":0.2,"d":"0.20"},{"v":0.4,"d":"0.40"},8,"0.2",{"v":0.5,"d":"0.50"},{"v":1.802,"d":"1.80"},{"v":3.5199999999999996,"d":"3.52"},{"v":29,"d":"29.00"},{"v":96.6222,"d":"96.6"},{"v":101.80499999999999,"d":"101.8"},{"v":0.4580608,"d":"0.5"},{"v":0,"d":"0.0"},{"v":0,"d":"0.0"},{"v":0,"d":"0.0"},{"v":0,"d":"0.0"}]
["14","4-4",1,3.25,{"v":0.2,"d":"0.20"},{"v":5,"d":"5.00"},{"v":0,"d":"0.00"},0.025,{"v":2.9,"d":"2.90"},{"v":0.9,"d":"0.90"},{"v":0,"d":"0.00"},{"v":0,"d":"0.00"},{"v":0.2,"d":"0.20"},{"v":0.2,"d":"0.20"},{"v":5,"d":"5.00"},{"v":0,"d":"0.0"},{"v":4,"d":"4.00"},{"v":0.2,"d":"0.20"},{"v":0,"d":"0.0"},1,{"v":2.1,"d":"2.10"},{"v":0.2,"d":"0.20"},{"v":0.3,"d":"0.30"},{"v":0,"d":"0.0"},{"v":6,"d":"6.00"},0.15,{"v":0,"d":"0.0"},1,{"v":10,"d":"10.0"},{"v":0.2,"d":"0.20"},{"v":0.4,"d":"0.40"},{"v":10,"d":"10.0"},{"v":0.2,"d":"0.20"},{"v":0.4,"d":"0.40"},8,"0.2",{"v":0.5,"d":"0.50"},{"v":2.728,"d":"2.73"},{"v":11.030000000000001,"d":"11.03"},{"v":32.5,"d":"32.50"},{"v":108.2835,"d":"108.3"},{"v":112.60249999999999,"d":"112.6"},{"v":0.513344,"d":"0.5"},{"v":0,"d":"0.0"},{"v":0,"d":"0.0"},{"v":0,"d":"0.0"},{"v":0,"d":"0.0"}]
["15","4-4",1,3.25,{"v":0.2,"d":"0.20"},{"v":5,"d":"5.00"},{"v":0,"d":"0.00"},0.025,{"v":1.8,"d":"1.80"},{"v":1.5,"d":"1.50"},{"v":0.9,"d":"0.90"},{"v":0.7,"d":"0.70"},{"v":0.2,"d":"0.20"},{"v":0.2,"d":"0.20"},{"v":5,"d":"5.00"},{"v":0,"d":"0.0"},{"v":4,"d":"4.00"},{"v":0.2,"d":"0.20"},{"v":0,"d":"0.0"},1,{"v":2.7,"d":"2.70"},{"v":0.2,"d":"0.20"},{"v":0.3,"d":"0.30"},{"v":0,"d":"0.0"},{"v":6,"d":"6.00"},0.15,{"v":0,"d":"0.0"},1,{"v":10,"d":"10.0"},{"v":0.2,"d":"0.20"},{"v":0.4,"d":"0.40"},{"v":10,"d":"10.0"},{"v":0.2,"d":"0.20"},{"v":0.4,"d":"0.40"},8,"0.2",{"v":0.5,"d":"0.50"},{"v":2.584,"d":"2.58"},9.59,{"v":32.5,"d":"32.50"},{"v":108.2835,"d":"108.3"},{"v":112.60249999999999,"d":"112.6"},{"v":0.513344,"d":"0.5"},{"v":0,"d":"0.0"},{"v":0,"d":"0.0"},{"v":0,"d":"0.0"},{"v":0,"d":"0.0"}]
["16","4-4",1,{"v":0.9,"d":"0.90"},{"v":0.2,"d":"0.20"},{"v":5,"d":"5.00"},{"v":0,"d":"0.00"},0.025,{"v":0,"d":"0.00"},{"v":0,"d":"0.00"},{"v":0,"d":"0.00"},{"v":0,"d":"0.00"},{"v":0.2,"d":"0.20"},{"v":0.2,"d":"0.20"},{"v":5,"d":"5.00"},{"v":0,"d":"0.0"},{"v":4,"d":"4.00"},{"v":0.2,"d":"0.20"},{"v":0,"d":"0.0"},1,{"v":1.2,"d":"1.20"},{"v":0.2,"d":"0.20"},{"v":0.3,"d":"0.30"},{"v":0,"d":"0.0"},{"v":6,"d":"6.00"},0.15,{"v":0,"d":"0.0"},1,{"v":10,"d":"10.0"},{"v":0.2,"d":"0.20"},{"v":0.4,"d":"0.40"},{"v":10,"d":"10.0"},{"v":0.2,"d":"0.20"},{"v":0.4,"d":"0.40"},8,"0.2",{"v":0.5,"d":"0.50"},{"v":0.9,"d":"0.90"},{"v":4.5,"d":"4.50"},{"v":9,"d":"9.00"},{"v":29.9862,"d":"30.0"},{"v":40.105,"d":"40.1"},{"v":0.14215680000000003,"d":"0.1"},{"v":0,"d":"0.0"},{"v":0,"d":"0.0"},{"v":0,"d":"0.0"},{"v":0,"d":"0.0"}]
["17","4-4",1,2.25,{"v":0.2,"d":"0.20"},{"v":5,"d":"5.00"},{"v":0,"d":"0.00"},0.025,2.55,{"v":0.7,"d":"0.70"},{"v":0,"d":"0.00"},{"v":0,"d":"0.00"},{"v":0.2,"d":"0.20"},{"v":0.2,"d":"0.20"},{"v":5,"d":"5.00"},{"v":0,"d":"0.0"},{"v":4,"d":"4.00"},{"v":0.2,"d":"0.20"},{"v":0,"d":"0.0"},0,{"v":1.9,"d":"1.90"},{"v":0.2,"d":"0.20"},{"v":0.3,"d":"0.30"},{"v":0,"d":"0.0"},{"v":6,"d":"6.00"},0.15,{"v":0,"d":"0.0"},1,{"v":10,"d":"10.0"},{"v":0.2,"d":"0.20"},{"v":0.4,"d":"0.40"},{"v":10,"d":"10.0"},{"v":0.2,"d":"0.20"},{"v":0.4,"d":"0.40"},8,"0.2",{"v":0.5,"d":"0.50"},{"v":1.893,"d":"1.89"},{"v":7.680000000000001,"d":"7.68"},{"v":22.5,"d":"22.50"},{"v":74.9655,"d":"75.0"},{"v":81.7525,"d":"81.8"},{"v":0.35539200000000004,"d":"0.4"},{"v":0,"d":"0.0"},{"v":0,"d":"0.0"},{"v":0,"d":"0.0"},{"v":0,"d":"0.0"}]
["18","1-1",1,{"v":3.1,"d":"3.10"},{"v":0.2,"d":"0.20"},{"v":5,"d":"5.00"},{"v":0,"d":"0.00"},0.025,2.55,{"v":0.7,"d":"0.70"},{"v":0,"d":"0.00"},{"v":0,"d":"0.00"},{"v":0.2,"d":"0.20"},{"v":0.2,"d":"0.20"},{"v":5,"d":"5.00"},{"v":0,"d":"0.0"},{"v":4,"d":"4.00"},{"v":0.2,"d":"0.20"},{"v":0,"d":"0.0"},0,{"v":1.9,"d":"1.90"},{"v":0.2,"d":"0.20"},{"v":0.3,"d":"0.30"},{"v":0,"d":"0.0"},{"v":6,"d":"6.00"},0.15,{"v":0,"d":"0.0"},1,{"v":10,"d":"10.0"},{"v":0.2,"d":"0.20"},{"v":0.4,"d":"0.40"},{"v":10,"d":"10.0"},{"v":0.2,"d":"0.20"},{"v":0.4,"d":"0.40"},8,"0.2",{"v":0.5,"d":"0.50"},{"v":2.7430000000000003,"d":"2.74"},11.93,{"v":31,"d":"31.00"},{"v":103.2858,"d":"103.3"},{"v":107.975,"d":"108.0"},{"v":0.48965120000000006,"d":"0.5"},{"v":0,"d":"0.0"},{"v":0,"d":"0.0"},{"v":0,"d":"0.0"},{"v":0,"d":"0.0"}]
["19","1-1",1,{"v":3.1,"d":"3.10"},{"v":0.2,"d":"0.20"},{"v":5,"d":"5.00"},{"v":0,"d":"0.00"},0.025,2.55,{"v":0.7,"d":"0.70"},{"v":0,"d":"0.00"},{"v":0,"d":"0.00"},{"v":0.2,"d":"0.20"},{"v":0.2,"d":"0.20"},{"v":5,"d":"5.00"},{"v":0,"d":"0.0"},{"v":4,"d":"4.00"},{"v":0.2,"d":"0.20"},{"v":0,"d":"0.0"},0,{"v":1.9,"d":"1.90"},{"v":0.2,"d":"0.20"},{"v":0.3,"d":"0.30"},{"v":0,"d":"0.0"},{"v":6,"d":"6.00"},0.15,{"v":0,"d":"0.0"},1,{"v":10,"d":"10.0"},{"v":0.2,"d":"0.20"},{"v":0.4,"d":"0.40"},{"v":10,"d":"10.0"},{"v":0.2,"d":"0.20"},{"v":0.4,"d":"0.40"},8,"0.2",{"v":0.5,"d":"0.50"},{"v":2.7430000000000003,"d":"2.74"},11.93,{"v":31,"d":"31.00"},{"v":103.2858,"d":"103.3"},{"v":107.975,"d":"108.0"},{"v":0.48965120000000006,"d":"0.5"},{"v":0,"d":"0.0"},{"v":0,"d":"0.0"},{"v":0,"d":"0.0"},{"v":0,"d":"0.0"}]
["20","1-1",1,3.25,{"v":0.2,"d":"0.20"},{"v":5,"d":"5.00"},{"v":0,"d":"0.00"},0.025,2.55,{"v":0.7,"d":"0.70"},{"v":0,"d":"0.00"},{"v":0,"d":"0.00"},{"v":0.2,"d":"0.20"},{"v":0.2,"d":"0.20"},{"v":5,"d":"5.00"},{"v":0,"d":"0.0"},{"v":4,"d":"4.00"},{"v":0.2,"d":"0.20"},{"v":0,"d":"0.0"},1,{"v":1.9,"d":"1.90"},{"v":0.2,"d":"0.20"},{"v":0.3,"d":"0.30"},{"v":0,"d":"0.0"},{"v":6,"d":"6.00"},0.15,{"v":0,"d":"0.0"},1,{"v":10,"d":"10.0"},{"v":0.2,"d":"0.20"},{"v":0.4,"d":"0.40"},{"v":10,"d":"10.0"},{"v":0.2,"d":"0.20"},{"v":0.4,"d":"0.40"},8,"0.2",{"v":0.5,"d":"0.50"},{"v":2.8930000000000002,"d":"2.89"},12.68,{"v":32.5,"d":"32.50"},{"v":108.2835,"d":"108.3"},{"v":112.60249999999999,"d":"112.6"},{"v":0.513344,"d":"0.5"},{"v":0,"d":"0.0"},{"v":0,"d":"0.0"},{"v":0,"d":"0.0"},{"v":0,"d":"0.0"}]
["21","1-1",1,{"v":0.9,"d":"0.90"},{"v":0.2,"d":"0.20"},{"v":5,"d":"5.00"},{"v":0,"d":"0.00"},0.025,{"v":0,"d":"0.00"},{"v":0,"d":"0.00"},{"v":0,"d":"0.00"},{"v":0,"d":"0.00"},{"v":0.2,"d":"0.20"},{"v":0.2,"d":"0.20"},{"v":5,"d":"5.00"},{"v":0,"d":"0.0"},{"v":4,"d":"4.00"},{"v":0.2,"d":"0.20"},{"v":0,"d":"0.0"},1,{"v":1.2,"d":"1.20"},{"v":0.2,"d":"0.20"},{"v":0.3,"d":"0.30"},{"v":0,"d":"0.0"},{"v":6,"d":"6.00"},0.15,{"v":0,"d":"0.0"},1,{"v":10,"d":"10.0"},{"v":0.2,"d":"0.20"},{"v":0.4,"d":"0.40"},{"v":10,"d":"10.0"},{"v":0.2,"d":"0.20"},{"v":0.4,"d":"0.40"},8,"0.2",{"v":0.5,"d":"0.50"},{"v":0.9,"d":"0.90"},{"v":4.5,"d":"4.50"},{"v":9,"d":"9.00"},{"v":29.9862,"d":"30.0"},{"v":40.105,"d":"40.1"},{"v":0.14215680000000003,"d":"0.1"},{"v":0,"d":"0.0"},{"v":0,"d":"0.0"},{"v":0,"d":"0.0"},{"v":0,"d":"0.0"}]
["22","1-1",1,3.75,{"v":0.2,"d":"0.20"},{"v":5,"d":"5.00"},{"v":0,"d":"0.00"},0.025,2.55,{"v":0.7,"d":"0.70"},2.55,{"v":1.5,"d":"1.50"},{"v":0.2,"d":"0.20"},{"v":0.2,"d":"0.20"},{"v":5,"d":"5.00"},{"v":0,"d":"0.0"},{"v":4,"d":"4.00"},{"v":0.2,"d":"0.20"},{"v":0,"d":"0.0"},2,{"v":1.9,"d":"1.90"},{"v":0.2,"d":"0.20"},{"v":0.3,"d":"0.30"},{"v":0,"d":"0.0"},{"v":6,"d":"6.00"},0.15,{"v":0,"d":"0.0"},1,{"v":10,"d":"10.0"},{"v":0.2,"d":"0.20"},{"v":0.4,"d":"0.40"},{"v":10,"d":"10.0"},{"v":0.2,"d":"0.20"},{"v":0.4,"d":"0.40"},8,"0.2",{"v":0.5,"d":"0.50"},{"v":2.628,"d":"2.63"},{"v":7.530000000000001,"d":"7.53"},{"v":37.5,"d":"37.50"},{"v":124.94250000000001,"d":"124.9"},{"v":128.0275,"d":"128.0"},{"v":0.5923200000000001,"d":"0.6"},{"v":0,"d":"0.0"},{"v":0,"d":"0.0"},{"v":0,"d":"0.0"},{"v":0,"d":"0.0"}]
["23","1-1",1,3.25,{"v":0.2,"d":"0.20"},{"v":5,"d":"5.00"},{"v":0,"d":"0.00"},0.025,2.55,{"v":0.8,"d":"0.80"},{"v":0,"d":"0.00"},{"v":0,"d":"0.00"},{"v":0.2,"d":"0.20"},{"v":0.2,"d":"0.20"},{"v":5,"d":"5.00"},{"v":0,"d":"0.0"},{"v":4,"d":"4.00"},{"v":0.2,"d":"0.20"},{"v":0,"d":"0.0"},1,{"v":2,"d":"2.00"},{"v":0.2,"d":"0.20"},{"v":0.3,"d":"0.30"},{"v":0,"d":"0.0"},{"v":6,"d":"6.00"},0.15,{"v":0,"d":"0.0"},1,{"v":10,"d":"10.0"},{"v":0.2,"d":"0.20"},{"v":0.4,"d":"0.40"},{"v":10,"d":"10.0"},{"v":0.2,"d":"0.20"},{"v":0.4,"d":"0.40"},8,"0.2",{"v":0.5,"d":"0.50"},{"v":2.8420000000000005,"d":"2.84"},12.17,{"v":32.5,"d":"32.50"},{"v":108.2835,"d":"108.3"},{"v":112.60249999999999,"d":"112.6"},{"v":0.513344,"d":"0.5"},{"v":0,"d":"0.0"},{"v":0,"d":"0.0"},{"v":0,"d":"0.0"},{"v":0,"d":"0.0"}]
["24","1-1",1,{"v":2.9,"d":"2.90"},{"v":0.2,"d":"0.20"},{"v":5,"d":"5.00"},{"v":0,"d":"0.00"},0.025,2.55,{"v":1.8,"d":"1.80"},{"v":0,"d":"0.00"},{"v":0,"d":"0.00"},{"v":0.2,"d":"0.20"},{"v":0.2,"d":"0.20"},{"v":5,"d":"5.00"},{"v":0,"d":"0.0"},{"v":4,"d":"4.00"},{"v":0.2,"d":"0.20"},{"v":0,"d":"0.0"},1,{"v":3,"d":"3.00"},{"v":0.2,"d":"0.20"},{"v":0.3,"d":"0.30"},{"v":0,"d":"0.0"},{"v":6,"d":"6.00"},0.15,{"v":0,"d":"0.0"},1,{"v":10,"d":"10.0"},{"v":0.2,"d":"0.20"},{"v":0.4,"d":"0.40"},{"v":10,"d":"10.0"},{"v":0.2,"d":"0.20"},{"v":0.4,"d":"0.40"},8,"0.2",{"v":0.5,"d":"0.50"},{"v":1.9820000000000002,"d":"1.98"},5.32,{"v":29,"d":"29.00"},{"v":96.6222,"d":"96.6"},{"v":101.80499999999999,"d":"101.8"},{"v":0.4580608,"d":"0.5"},{"v":0,"d":"0.0"},{"v":0,"d":"0.0"},{"v":0,"d":"0.0"},{"v":0,"d":"0.0"}]
["25","1-1",1,{"v":1.2,"d":"1.20"},{"v":0.2,"d":"0.20"},{"v":5,"d":"5.00"},{"v":0,"d":"0.00"},0.025,{"v":0,"d":"0.00"},{"v":0,"d":"0.00"},{"v":0,"d":"0.00"},{"v":0,"d":"0.00"},{"v":0.2,"d":"0.20"},{"v":0.2,"d":"0.20"},{"v":5,"d":"5.00"},{"v":0,"d":"0.0"},{"v":4,"d":"4.00"},{"v":0.2,"d":"0.20"},{"v":0,"d":"0.0"},1,{"v":1.2,"d":"1.20"},{"v":0.2,"d":"0.20"},{"v":0.3,"d":"0.30"},{"v":0,"d":"0.0"},{"v":6,"d":"6.00"},0.15,{"v":0,"d":"0.0"},1,{"v":10,"d":"10.0"},{"v":0.2,"d":"0.20"},{"v":0.4,"d":"0.40"},{"v":10,"d":"10.0"},{"v":0.2,"d":"0.20"},{"v":0.4,"d":"0.40"},8,"0.2",{"v":0.5,"d":"0.50"},{"v":1.2000000000000002,"d":"1.20"},{"v":6,"d":"6.00"},{"v":12,"d":"12.00"},{"v":39.9816,"d":"40.0"},{"v":49.36,"d":"49.4"},{"v":0.1895424,"d":"0.2"},{"v":0,"d":"0.0"},{"v":0,"d":"0.0"},{"v":0,"d":"0.0"},{"v":0,"d":"0.0"}]
["26","1-1",1,{"v":5.3,"d":"5.30"},{"v":0.2,"d":"0.20"},{"v":5,"d":"5.00"},{"v":0,"d":"0.00"},0.025,{"v":2.9,"d":"2.90"},1.75,{"v":0,"d":"0.00"},{"v":0,"d":"0.00"},{"v":0.2,"d":"0.20"},{"v":0.2,"d":"0.20"},{"v":5,"d":"5.00"},{"v":0,"d":"0.0"},{"v":4,"d":"4.00"},{"v":0.2,"d":"0.20"},{"v":0,"d":"0.0"},1,2.95,{"v":0.2,"d":"0.20"},{"v":0.3,"d":"0.30"},{"v":0,"d":"0.0"},{"v":6,"d":"6.00"},0.15,{"v":0,"d":"0.0"},1,{"v":10,"d":"10.0"},{"v":0.2,"d":"0.20"},{"v":0.4,"d":"0.40"},{"v":10,"d":"10.0"},{"v":0.2,"d":"0.20"},{"v":0.4,"d":"0.40"},8,"0.2",{"v":0.5,"d":"0.50"},{"v":4.285,"d":"4.29"},16.35,{"v":53,"d":"53.00"},{"v":176.58540000000002,"d":"176.6"},{"v":175.845,"d":"175.8"},{"v":0.8371456,"d":"0.8"},{"v":0,"d":"0.0"},{"v":0,"d":"0.0"},{"v":0,"d":"0.0"},{"v":0,"d":"0.0"}]
["27","1-1",1,{"v":1.2,"d":"1.20"},{"v":0.2,"d":"0.20"},{"v":5,"d":"5.00"},{"v":0,"d":"0.00"},0.025,3.05,{"v":0.9,"d":"0.90"},{"v":0,"d":"0.00"},{"v":0,"d":"0.00"},{"v":0.2,"d":"0.20"},{"v":0.2,"d":"0.20"},{"v":5,"d":"5.00"},{"v":0,"d":"0.0"},{"v":4,"d":"4.00"},{"v":0.2,"d":"0.20"},{"v":0,"d":"0.0"},1,{"v":2.1,"d":"2.10"},{"v":0.2,"d":"0.20"},{"v":0.3,"d":"0.30"},{"v":0,"d":"0.0"},{"v":6,"d":"6.00"},0.15,{"v":0,"d":"0.0"},1,{"v":10,"d":"10.0"},{"v":0.2,"d":"0.20"},{"v":0.4,"d":"0.40"},{"v":10,"d":"10.0"},{"v":0.2,"d":"0.20"},{"v":0.4,"d":"0.40"},8,"0.2",{"v":0.5,"d":"0.50"},{"v":0.651,"d":"0.65"},{"v":0.5099999999999998,"d":"0.51"},{"v":12,"d":"12.00"},{"v":39.9816,"d":"40.0"},{"v":49.36,"d":"49.4"},{"v":0.1895424,"d":"0.2"},{"v":0,"d":"0.0"},{"v":0,"d":"0.0"},{"v":0,"d":"0.0"},{"v":0,"d":"0.0"}]
["28","1-1",1,{"v":2.9,"d":"2.90"},{"v":0.2,"d":"0.20"},{"v":5,"d":"5.00"},{"v":0,"d":"0.00"},0.025,3.05,{"v":1.8,"d":"1.80"},{"v":0,"d":"0.00"},{"v":0,"d":"0.00"},{"v":0.2,"d":"0.20"},{"v":0.2,"d":"0.20"},{"v":5,"d":"5.00"},{"v":0,"d":"0.0"},{"v":4,"d":"4.00"},{"v":0.2,"d":"0.20"},{"v":0,"d":"0.0"},1,{"v":3,"d":"3.00"},{"v":0.2,"d":"0.20"},{"v":0.3,"d":"0.30"},{"v":0,"d":"0.0"},{"v":6,"d":"6.00"},0.15,{"v":0,"d":"0.0"},1,{"v":10,"d":"10.0"},{"v":0.2,"d":"0.20"},{"v":0.4,"d":"0.40"},{"v":10,"d":"10.0"},{"v":0.2,"d":"0.20"},{"v":0.4,"d":"0.40"},8,"0.2",{"v":0.5,"d":"0.50"},{"v":1.802,"d":"1.80"},{"v":3.5199999999999996,"d":"3.52"},{"v":29,"d":"29.00"},{"v":96.6222,"d":"96.6"},{"v":101.80499999999999,"d":"101.8"},{"v":0.4580608,"d":"0.5"},{"v":0,"d":"0.0"},{"v":0,"d":"0.0"},{"v":0,"d":"0.0"},{"v":0,"d":"0.0"}]
["29","1-2",1,3.25,{"v":0.2,"d":"0.20"},{"v":5,"d":"5.00"},{"v":0,"d":"0.00"},0.025,{"v":2.9,"d":"2.90"},{"v":0.9,"d":"0.90"},{"v":0,"d":"0.00"},{"v":0,"d":"0.00"},{"v":0.2,"d":"0.20"},{"v":0.2,"d":"0.20"},{"v":5,"d":"5.00"},{"v":0,"d":"0.0"},{"v":4,"d":"4.00"},{"v":0.2,"d":"0.20"},{"v":0,"d":"0.0"},1,{"v":2.1,"d":"2.10"},{"v":0.2,"d":"0.20"},{"v":0.3,"d":"0.30"},{"v":0,"d":"0.0"},{"v":6,"d":"6.00"},0.15,{"v":0,"d":"0.0"},1,{"v":10,"d":"10.0"},{"v":0.2,"d":"0.20"},{"v":0.4,"d":"0.40"},{"v":10,"d":"10.0"},{"v":0.2,"d":"0.20"},{"v":0.4,"d":"0.40"},8,".2",{"v":0.5,"d":"0.50"},{"v":2.728,"d":"2.73"},{"v":11.030000000000001,"d":"11.03"},{"v":32.5,"d":"32.50"},{"v":108.2835,"d":"108.3"},{"v":112.60249999999999,"d":"112.6"},{"v":0.513344,"d":"0.5"},{"v":0,"d":"0.0"},{"v":0,"d":"0.0"},{"v":0,"d":"0.0"},{"v":0,"d":"0.0"}]
["30","1-3",1,1.95,{"v":0.2,"d":"0.20"},{"v":5,"d":"5.00"},{"v":0,"d":"0.00"},0.025,2.55,{"v":1.5,"d":"1.50"},{"v":0,"d":"0.00"},{"v":0,"d":"0.00"},{"v":0.2,"d":"0.20"},{"v":0.2,"d":"0.20"},{"v":5,"d":"5.00"},{"v":0,"d":"0.0"},{"v":4,"d":"4.00"},{"v":0.2,"d":"0.20"},{"v":0,"d":"0.0"},1,{"v":2.7,"d":"2.70"},{"v":0.2,"d":"0.20"},{"v":0.3,"d":"0.30"},{"v":0,"d":"0.0"},{"v":6,"d":"6.00"},0.15,{"v":0,"d":"0.0"},1,{"v":10,"d":"10.0"},{"v":0.2,"d":"0.20"},{"v":0.4,"d":"0.40"},{"v":10,"d":"10.0"},{"v":0.2,"d":"0.20"},{"v":0.4,"d":"0.40"},8,".2",{"v":0.5,"d":"0.50"},{"v":1.1850000000000003,"d":"1.19"},{"v":2.1000000000000005,"d":"2.10"},{"v":19.5,"d":"19.50"},{"v":64.9701,"d":"65.0"},{"v":72.4975,"d":"72.5"},{"v":0.3080064,"d":"0.3"},{"v":0,"d":"0.0"},{"v":0,"d":"0.0"},{"v":0,"d":"0.0"},{"v":0,"d":"0.0"}]
["31","1-1",1,1.65,{"v":0.2,"d":"0.20"},{"v":5,"d":"5.00"},{"v":0,"d":"0.00"},0.025,{"v":0.9,"d":"0.90"},{"v":0.7,"d":"0.70"},{"v":0,"d":"0.00"},{"v":0,"d":"0.00"},{"v":0.2,"d":"0.20"},{"v":0.2,"d":"0.20"},{"v":5,"d":"5.00"},{"v":0,"d":"0.0"},{"v":4,"d":"4.00"},{"v":0.2,"d":"0.20"},{"v":0,"d":"0.0"},1,{"v":1.9,"d":"1.90"},{"v":0.2,"d":"0.20"},{"v":0.3,"d":"0.30"},{"v":0,"d":"0.0"},{"v":6,"d":"6.00"},0.15,{"v":0,"d":"0.0"},1,{"v":10,"d":"10.0"},{"v":0.2,"d":"0.20"},{"v":0.4,"d":"0.40"},{"v":10,"d":"10.0"},{"v":0.2,"d":"0.20"},{"v":0.4,"d":"0.40"},8,"0.2",{"v":0.5,"d":"0.50"},{"v":1.524,"d":"1.52"},6.99,{"v":16.5,"d":"16.50"},{"v":54.9747,"d":"55.0"},{"v":63.24249999999999,"d":"63.2"},{"v":0.26062080000000004,"d":"0.3"},{"v":0,"d":"0.0"},{"v":0,"d":"0.0"},{"v":0,"d":"0.0"},{"v":0,"d":"0.0"}]
["32","1-1",1,{"v":0.6,"d":"0.60"},{"v":0.2,"d":"0.20"},{"v":5,"d":"5.00"},{"v":0,"d":"0.00"},0.025,{"v":0,"d":"0.00"},{"v":0,"d":"0.00"},{"v":0,"d":"0.00"},{"v":0,"d":"0.00"},{"v":0.2,"d":"0.20"},{"v":0.2,"d":"0.20"},{"v":5,"d":"5.00"},{"v":0,"d":"0.0"},{"v":4,"d":"4.00"},{"v":0.2,"d":"0.20"},{"v":0,"d":"0.0"},0,{"v":1.2,"d":"1.20"},{"v":0.2,"d":"0.20"},{"v":0.3,"d":"0.30"},{"v":0,"d":"0.0"},{"v":6,"d":"6.00"},0.15,{"v":0,"d":"0.0"},1,{"v":10,"d":"10.0"},{"v":0.2,"d":"0.20"},{"v":0.4,"d":"0.40"},{"v":10,"d":"10.0"},{"v":0.2,"d":"0.20"},{"v":0.4,"d":"0.40"},8,"0.2",{"v":0.5,"d":"0.50"},{"v":0.6000000000000001,"d":"0.60"},{"v":3,"d":"3.00"},{"v":6,"d":"6.00"},{"v":19.9908,"d":"20.0"},{"v":30.849999999999998,"d":"30.9"},{"v":0.0947712,"d":"0.1"},{"v":0,"d":"0.0"},{"v":0,"d":"0.0"},{"v":0,"d":"0.0"},{"v":0,"d":"0.0"}]
["33","1-1",1,1.75,{"v":0.2,"d":"0.20"},{"v":5,"d":"5.00"},{"v":0,"d":"0.00"},0.025,2.25,{"v":0.7,"d":"0.70"},{"v":0,"d":"0.00"},{"v":0,"d":"0.00"},{"v":0.2,"d":"0.20"},{"v":0.2,"d":"0.20"},{"v":5,"d":"5.00"},{"v":0,"d":"0.0"},{"v":4,"d":"4.00"},{"v":0.2,"d":"0.20"},{"v":0,"d":"0.0"},1,{"v":1.9,"d":"1.90"},{"v":0.2,"d":"0.20"},{"v":0.3,"d":"0.30"},{"v":0,"d":"0.0"},{"v":6,"d":"6.00"},0.15,{"v":0,"d":"0.0"},1,{"v":10,"d":"10.0"},{"v":0.2,"d":"0.20"},{"v":0.4,"d":"0.40"},{"v":10,"d":"10.0"},{"v":0.2,"d":"0.20"},{"v":0.4,"d":"0.40"},8,"0.2",{"v":0.5,"d":"0.50"},{"v":1.435,"d":"1.44"},{"v":5.6,"d":"5.60"},{"v":17.5,"d":"17.50"},{"v":58.3065,"d":"58.3"},{"v":66.32749999999999,"d":"66.3"},{"v":0.276416,"d":"0.3"},{"v":0,"d":"0.0"},{"v":0,"d":"0.0"},{"v":0,"d":"0.0"},{"v":0,"d":"0.0"}]
["34","1-1",1,2.85,{"v":0.2,"d":"0.20"},{"v":5,"d":"5.00"},{"v":0,"d":"0.00"},0.025,2.55,{"v":0.7,"d":"0.70"},{"v":0,"d":"0.00"},{"v":0,"d":"0.00"},{"v":0.2,"d":"0.20"},{"v":0.2,"d":"0.20"},{"v":5,"d":"5.00"},{"v":0,"d":"0.0"},{"v":4,"d":"4.00"},{"v":0.2,"d":"0.20"},{"v":0,"d":"0.0"},1,{"v":1.9,"d":"1.90"},{"v":0.2,"d":"0.20"},{"v":0.3,"d":"0.30"},{"v":0,"d":"0.0"},{"v":6,"d":"6.00"},0.15,{"v":0,"d":"0.0"},1,{"v":10,"d":"10.0"},{"v":0.2,"d":"0.20"},{"v":0.4,"d":"0.40"},{"v":10,"d":"10.0"},{"v":0.2,"d":"0.20"},{"v":0.4,"d":"0.40"},8,"0.2",{"v":0.5,"d":"0.50"},{"v":2.4930000000000003,"d":"2.49"},10.68,{"v":28.5,"d":"28.50"},{"v":94.95630000000001,"d":"95.0"},{"v":100.26249999999999,"d":"100.3"},{"v":0.4501632,"d":"0.5"},{"v":0,"d":"0.0"},{"v":0,"d":"0.0"},{"v":0,"d":"0.0"},{"v":0,"d":"0.0"}]
["35","1-1",1,2.05,{"v":0.2,"d":"0.20"},{"v":5,"d":"5.00"},{"v":0,"d":"0.00"},0.025,{"v":0,"d":"0.00"},{"v":0,"d":"0.00"},{"v":0,"d":"0.00"},{"v":0,"d":"0.00"},{"v":0.2,"d":"0.20"},{"v":0.2,"d":"0.20"},{"v":5,"d":"5.00"},{"v":0,"d":"0.0"},{"v":4,"d":"4.00"},{"v":0.2,"d":"0.20"},{"v":0,"d":"0.0"},1,{"v":1.2,"d":"1.20"},{"v":0.2,"d":"0.20"},{"v":0.3,"d":"0.30"},{"v":0,"d":"0.0"},{"v":6,"d":"6.00"},0.15,{"v":0,"d":"0.0"},1,{"v":10,"d":"10.0"},{"v":0.2,"d":"0.20"},{"v":0.4,"d":"0.40"},{"v":10,"d":"10.0"},{"v":0.2,"d":"0.20"},{"v":0.4,"d":"0.40"},8,"0.2",{"v":0.5,"d":"0.50"},{"v":2.0500000000000003,"d":"2.05"},10.25,{"v":20.5,"d":"20.50"},{"v":68.30189999999999,"d":"68.3"},{"v":75.58249999999998,"d":"75.6"},{"v":0.3238016,"d":"0.3"},{"v":0,"d":"0.0"},{"v":0,"d":"0.0"},{"v":0,"d":"0.0"},{"v":0,"d":"0.0"}]
["36","1-1",1,{"v":0.6,"d":"0.60"},{"v":0.2,"d":"0.20"},{"v":5,"d":"5.00"},{"v":0,"d":"0.00"},0.025,{"v":0,"d":"0.00"},{"v":0,"d":"0.00"},{"v":0,"d":"0.00"},{"v":0,"d":"0.00"},{"v":0.2,"d":"0.20"},{"v":0.2,"d":"0.20"},{"v":5,"d":"5.00"},{"v":0,"d":"0.0"},{"v":4,"d":"4.00"},{"v":0.2,"d":"0.20"},{"v":0,"d":"0.0"},1,{"v":1.2,"d":"1.20"},{"v":0.2,"d":"0.20"},{"v":0.3,"d":"0.30"},{"v":0,"d":"0.0"},{"v":6,"d":"6.00"},0.15,{"v":0,"d":"0.0"},1,{"v":10,"d":"10.0"},{"v":0.2,"d":"0.20"},{"v":0.4,"d":"0.40"},{"v":10,"d":"10.0"},{"v":0.2,"d":"0.20"},{"v":0.4,"d":"0.40"},8,"0.2",{"v":0.5,"d":"0.50"},{"v":0.6000000000000001,"d":"0.60"},{"v":3,"d":"3.00"},{"v":6,"d":"6.00"},{"v":19.9908,"d":"20.0"},{"v":30.849999999999998,"d":"30.9"},{"v":0.0947712,"d":"0.1"},{"v":0,"d":"0.0"},{"v":0,"d":"0.0"},{"v":0,"d":"0.0"},{"v":0,"d":"0.0"}]
["37","1-1",1,{"v":4.8,"d":"4.80"},{"v":0.2,"d":"0.20"},{"v":4.3,"d":"4.30"},{"v":0,"d":"0.00"},0.025,{"v":0,"d":"0.00"},{"v":0,"d":"0.00"},{"v":0,"d":"0.00"},{"v":0,"d":"0.00"},{"v":0.2,"d":"0.20"},{"v":0.2,"d":"0.20"},{"v":4.3,"d":"4.30"},{"v":0,"d":"0.0"},{"v":4,"d":"4.00"},{"v":0.2,"d":"0.20"},{"v":0,"d":"0.0"},0,{"v":1.2,"d":"1.20"},{"v":0.2,"d":"0.20"},{"v":0.3,"d":"0.30"},{"v":0,"d":"0.0"},{"v":6,"d":"6.00"},0.15,{"v":0,"d":"0.0"},1,{"v":10,"d":"10.0"},{"v":0.2,"d":"0.20"},{"v":0.4,"d":"0.40"},{"v":10,"d":"10.0"},{"v":0.2,"d":"0.20"},{"v":0.4,"d":"0.40"},8,"0.2",{"v":0.5,"d":"0.50"},{"v":4.127999999999999,"d":"4.13"},{"v":20.639999999999997,"d":"20.64"},{"v":41.279999999999994,"d":"41.28"},{"v":139.1952,"d":"139.2"},{"v":137.9612,"d":"138.0"},{"v":0.7581696,"d":"0.8"},{"v":0,"d":"0.0"},{"v":0,"d":"0.0"},{"v":0,"d":"0.0"},{"v":0,"d":"0.0"}]
["38","1-1",1,2.95,{"v":0.2,"d":"0.20"},4.55,{"v":0,"d":"0.00"},0.025,2.85,{"v":2.5,"d":"2.50"},{"v":0,"d":"0.00"},{"v":0,"d":"0.00"},{"v":0.2,"d":"0.20"},{"v":0.2,"d":"0.20"},4.55,{"v":0,"d":"0.0"},{"v":4,"d":"4.00"},{"v":0.2,"d":"0.20"},{"v":0,"d":"0.0"},0,{"v":3.7,"d":"3.70"},{"v":0.2,"d":"0.20"},{"v":0.3,"d":"0.30"},{"v":0,"d":"0.0"},{"v":6,"d":"6.00"},0.15,{"v":0,"d":"0.0"},1,{"v":10,"d":"10.0"},{"v":0.2,"d":"0.20"},{"v":0.4,"d":"0.40"},{"v":10,"d":"10.0"},{"v":0.2,"d":"0.20"},{"v":0.4,"d":"0.40"},8,"0.2",{"v":0.5,"d":"0.50"},{"v":1.2595,"d":"1.26"},{"v":-0.8275000000000006,"d":"-0.83"},{"v":26.845,"d":"26.85"},{"v":90.09742499999999,"d":"90.1"},{"v":94.046225,"d":"94.0"},{"v":0.4659584000000001,"d":"0.5"},{"v":0,"d":"0.0"},{"v":0,"d":"0.0"},{"v":0,"d":"0.0"},{"v":0,"d":"0.0"}]
["39","1-1",1,2.65,{"v":0.2,"d":"0.20"},4.55,{"v":0,"d":"0.00"},0.025,2.85,{"v":2.4,"d":"2.40"},{"v":0,"d":"0.00"},{"v":0,"d":"0.00"},{"v":0.2,"d":"0.20"},{"v":0.2,"d":"0.20"},4.55,{"v":0,"d":"0.0"},{"v":4,"d":"4.00"},{"v":0.2,"d":"0.20"},{"v":0,"d":"0.0"},0,{"v":3.5999999999999996,"d":"3.60"},{"v":0.2,"d":"0.20"},{"v":0.3,"d":"0.30"},{"v":0,"d":"0.0"},{"v":6,"d":"6.00"},0.15,{"v":0,"d":"0.0"},1,{"v":10,"d":"10.0"},{"v":0.2,"d":"0.20"},{"v":0.4,"d":"0.40"},{"v":10,"d":"10.0"},{"v":0.2,"d":"0.20"},{"v":0.4,"d":"0.40"},8,"0.2",{"v":0.5,"d":"0.50"},{"v":1.0434999999999999,"d":"1.04"},{"v":-1.6225000000000005,"d":"-1.62"},{"v":24.115,"d":"24.12"},{"v":80.934975,"d":"80.9"},{"v":85.624175,"d":"85.6"},{"v":0.4185728,"d":"0.4"},{"v":0,"d":"0.0"},{"v":0,"d":"0.0"},{"v":0,"d":"0.0"},{"v":0,"d":"0.0"}]
["40","1-1",1,{"v":0.4,"d":"0.40"},{"v":0.2,"d":"0.20"},4.55,{"v":0,"d":"0.00"},0.025,{"v":0,"d":"0.00"},{"v":0,"d":"0.00"},{"v":0,"d":"0.00"},{"v":0,"d":"0.00"},{"v":0.2,"d":"0.20"},{"v":0.2,"d":"0.20"},4.55,{"v":0,"d":"0.0"},{"v":4,"d":"4.00"},{"v":0.2,"d":"0.20"},{"v":0,"d":"0.0"},0,{"v":1.2,"d":"1.20"},{"v":0.2,"d":"0.20"},{"v":0.3,"d":"0.30"},{"v":0,"d":"0.0"},{"v":6,"d":"6.00"},0.15,{"v":0,"d":"0.0"},1,{"v":10,"d":"10.0"},{"v":0.2,"d":"0.20"},{"v":0.4,"d":"0.40"},{"v":10,"d":"10.0"},{"v":0.2,"d":"0.20"},{"v":0.4,"d":"0.40"},8,"0.2",{"v":0.5,"d":"0.50"},{"v":0.36400000000000005,"d":"0.36"},1.82,3.64,{"v":12.2166,"d":"12.2"},{"v":22.4588,"d":"22.5"},{"v":0.06318080000000001,"d":"0.1"},{"v":0,"d":"0.0"},{"v":0,"d":"0.0"},{"v":0,"d":"0.0"},{"v":0,"d":"0.0"}]
["41","1-1",1,2.65,{"v":0.2,"d":"0.20"},4.55,{"v":0,"d":"0.00"},0.025,2.85,2.65,{"v":0,"d":"0.00"},{"v":0,"d":"0.00"},{"v":0.2,"d":"0.20"},{"v":0.2,"d":"0.20"},4.55,{"v":0,"d":"0.0"},{"v":4,"d":"4.00"},{"v":0.2,"d":"0.20"},{"v":0,"d":"0.0"},0,{"v":3.8499999999999996,"d":"3.85"},{"v":0.2,"d":"0.20"},{"v":0.3,"d":"0.30"},{"v":0,"d":"0.0"},{"v":6,"d":"6.00"},0.15,{"v":0,"d":"0.0"},1,{"v":10,"d":"10.0"},{"v":0.2,"d":"0.20"},{"v":0.4,"d":"0.40"},{"v":10,"d":"10.0"},{"v":0.2,"d":"0.20"},{"v":0.4,"d":"0.40"},8,"0.2",{"v":0.5,"d":"0.50"},{"v":0.9009999999999998,"d":"0.90"},{"v":-3.047500000000001,"d":"-3.05"},{"v":24.115,"d":"24.12"},{"v":80.934975,"d":"80.9"},{"v":85.624175,"d":"85.6"},{"v":0.4185728,"d":"0.4"},{"v":0,"d":"0.0"},{"v":0,"d":"0.0"},{"v":0,"d":"0.0"},{"v":0,"d":"0.0"}]
["42","1-1",1,{"v":4.3,"d":"4.30"},{"v":0.2,"d":"0.20"},4.55,{"v":0,"d":"0.00"},0.025,2.85,{"v":3,"d":"3.00"},{"v":0,"d":"0.00"},{"v":0,"d":"0.00"},{"v":0.2,"d":"0.20"},{"v":0.2,"d":"0.20"},4.55,{"v":0,"d":"0.0"},{"v":4,"d":"4.00"},{"v":0.2,"d":"0.20"},{"v":0,"d":"0.0"},0,{"v":4.2,"d":"4.20"},{"v":0.2,"d":"0.20"},{"v":0.3,"d":"0.30"},{"v":0,"d":"0.0"},{"v":6,"d":"6.00"},0.15,{"v":0,"d":"0.0"},1,{"v":10,"d":"10.0"},{"v":0.2,"d":"0.20"},{"v":0.4,"d":"0.40"},{"v":10,"d":"10.0"},{"v":0.2,"d":"0.20"},{"v":0.4,"d":"0.40"},8,"0.2",{"v":0.5,"d":"0.50"},{"v":2.2029999999999994,"d":"2.20"},{"v":2.4649999999999963,"d":"2.47"},{"v":39.129999999999995,"d":"39.13"},{"v":131.32844999999998,"d":"131.3"},{"v":131.94545,"d":"131.9"},{"v":0.6791936000000001,"d":"0.7"},{"v":0,"d":"0.0"},{"v":0,"d":"0.0"},{"v":0,"d":"0.0"},{"v":0,"d":"0.0"}]
["43","1-1",1,{"v":4.3,"d":"4.30"},{"v":0.2,"d":"0.20"},4.55,{"v":0,"d":"0.00"},0.025,2.85,{"v":3,"d":"3.00"},{"v":0,"d":"0.00"},{"v":0,"d":"0.00"},{"v":0.2,"d":"0.20"},{"v":0.2,"d":"0.20"},4.55,{"v":0,"d":"0.0"},{"v":4,"d":"4.00"},{"v":0.2,"d":"0.20"},{"v":0,"d":"0.0"},0,{"v":4.2,"d":"4.20"},{"v":0.2,"d":"0.20"},{"v":0.3,"d":"0.30"},{"v":0,"d":"0.0"},{"v":6,"d":"6.00"},0.15,{"v":0,"d":"0.0"},1,{"v":10,"d":"10.0"},{"v":0.2,"d":"0.20"},{"v":0.4,"d":"0.40"},{"v":10,"d":"10.0"},{"v":0.2,"d":"0.20"},{"v":0.4,"d":"0.40"},8,"0.2",{"v":0.5,"d":"0.50"},{"v":2.2029999999999994,"d":"2.20"},{"v":2.4649999999999963,"d":"2.47"},{"v":39.129999999999995,"d":"39.13"},{"v":131.32844999999998,"d":"131.3"},{"v":131.94545,"d":"131.9"},{"v":0.6791936000000001,"d":"0.7"},{"v":0,"d":"0.0"},{"v":0,"d":"0.0"},{"v":0,"d":"0.0"},{"v":0,"d":"0.0"}]
["44","1-1",1,2.65,{"v":0.2,"d":"0.20"},4.55,{"v":0,"d":"0.00"},0.025,2.85,2.65,{"v":0,"d":"0.00"},{"v":0,"d":"0.00"},{"v":0.2,"d":"0.20"},{"v":0.2,"d":"0.20"},4.55,{"v":0,"d":"0.0"},{"v":4,"d":"4.00"},{"v":0.2,"d":"0.20"},{"v":0,"d":"0.0"},0,{"v":3.8499999999999996,"d":"3.85"},{"v":0.2,"d":"0.20"},{"v":0.3,"d":"0.30"},{"v":0,"d":"0.0"},{"v":6,"d":"6.00"},0.15,{"v":0,"d":"0.0"},1,{"v":10,"d":"10.0"},{"v":0.2,"d":"0.20"},{"v":0.4,"d":"0.40"},{"v":10,"d":"10.0"},{"v":0.2,"d":"0.20"},{"v":0.4,"d":"0.40"},8,"0.2",{"v":0.5,"d":"0.50"},{"v":0.9009999999999998,"d":"0.90"},{"v":-3.047500000000001,"d":"-3.05"},{"v":24.115,"d":"24.12"},{"v":80.934975,"d":"80.9"},{"v":85.624175,"d":"85.6"},{"v":0.4185728,"d":"0.4"},{"v":0,"d":"0.0"},{"v":0,"d":"0.0"},{"v":0,"d":"0.0"},{"v":0,"d":"0.0"}]
["45","1-1",1,{"v":0.4,"d":"0.40"},{"v":0.2,"d":"0.20"},4.55,{"v":0,"d":"0.00"},0.025,{"v":0,"d":"0.00"},{"v":0,"d":"0.00"},{"v":0,"d":"0.00"},{"v":0,"d":"0.00"},{"v":0.2,"d":"0.20"},{"v":0.2,"d":"0.20"},4.55,{"v":0,"d":"0.0"},{"v":4,"d":"4.00"},{"v":0.2,"d":"0.20"},{"v":0,"d":"0.0"},0,{"v":1.2,"d":"1.20"},{"v":0.2,"d":"0.20"},{"v":0.3,"d":"0.30"},{"v":0,"d":"0.0"},{"v":6,"d":"6.00"},0.15,{"v":0,"d":"0.0"},1,{"v":10,"d":"10.0"},{"v":0.2,"d":"0.20"},{"v":0.4,"d":"0.40"},{"v":10,"d":"10.0"},{"v":0.2,"d":"0.20"},{"v":0.4,"d":"0.40"},8,"0.2",{"v":0.5,"d":"0.50"},{"v":0.36400000000000005,"d":"0.36"},1.82,3.64,{"v":12.2166,"d":"12.2"},{"v":22.4588,"d":"22.5"},{"v":0.06318080000000001,"d":"0.1"},{"v":0,"d":"0.0"},{"v":0,"d":"0.0"},{"v":0,"d":"0.0"},{"v":0,"d":"0.0"}]
["46","1-1",0,2.65,{"v":0.2,"d":"0.20"},4.55,{"v":0,"d":"0.00"},0.025,{"v":0,"d":"0.00"},{"v":0,"d":"0.00"},{"v":0,"d":"0.00"},{"v":0,"d":"0.00"},{"v":0.2,"d":"0.20"},{"v":0.2,"d":"0.20"},4.55,{"v":0,"d":"0.0"},{"v":4,"d":"4.00"},{"v":0.2,"d":"0.20"},{"v":0,"d":"0.0"},0,{"v":1.2,"d":"1.20"},{"v":0.2,"d":"0.20"},{"v":0.3,"d":"0.30"},{"v":0,"d":"0.0"},{"v":6,"d":"6.00"},0.15,{"v":0,"d":"0.0"},1,{"v":10,"d":"10.0"},{"v":0.2,"d":"0.20"},{"v":0.4,"d":"0.40"},{"v":10,"d":"10.0"},{"v":0.2,"d":"0.20"},{"v":0.4,"d":"0.40"},8,"0.2",{"v":0.5,"d":"0.50"},{"v":0,"d":"0.00"},{"v":12.0575,"d":"12.06"},{"v":24.115,"d":"24.12"},{"v":0,"d":"0.0"},{"v":0,"d":"0.0"},{"v":0,"d":"0.0"},{"v":0,"d":"0.0"},{"v":0,"d":"0.0"},{"v":0,"d":"0.0"},{"v":0,"d":"0.0"}]
["47","1-1",0,{"v":3.1,"d":"3.10"},{"v":0.2,"d":"0.20"},4.55,{"v":0,"d":"0.00"},0.025,{"v":0,"d":"0.00"},{"v":0,"d":"0.00"},{"v":0,"d":"0.00"},{"v":0,"d":"0.00"},{"v":0.2,"d":"0.20"},{"v":0.2,"d":"0.20"},4.55,{"v":0,"d":"0.0"},{"v":4,"d":"4.00"},{"v":0.2,"d":"0.20"},{"v":0,"d":"0.0"},0,{"v":1.2,"d":"1.20"},{"v":0.2,"d":"0.20"},{"v":0.3,"d":"0.30"},{"v":0,"d":"0.0"},{"v":6,"d":"6.00"},0.15,{"v":0,"d":"0.0"},1,{"v":10,"d":"10.0"},{"v":0.2,"d":"0.20"},{"v":0.4,"d":"0.40"},{"v":10,"d":"10.0"},{"v":0.2,"d":"0.20"},{"v":0.4,"d":"0.40"},8,"0.2",{"v":0.5,"d":"0.50"},{"v":0,"d":"0.00"},{"v":14.105,"d":"14.11"},28.21,{"v":0,"d":"0.0"},{"v":0,"d":"0.0"},{"v":0,"d":"0.0"},{"v":0,"d":"0.0"},{"v":0,"d":"0.0"},{"v":0,"d":"0.0"},{"v":0,"d":"0.0"}]
["48","1-1",0,{"v":3.1,"d":"3.10"},{"v":0.2,"d":"0.20"},4.55,{"v":0,"d":"0.00"},0.025,{"v":0,"d":"0.00"},{"v":0,"d":"0.00"},{"v":0,"d":"0.00"},{"v":0,"d":"0.00"},{"v":0.2,"d":"0.20"},{"v":0.2,"d":"0.20"},4.55,{"v":0,"d":"0.0"},{"v":4,"d":"4.00"},{"v":0.2,"d":"0.20"},{"v":0,"d":"0.0"},0,{"v":1.2,"d":"1.20"},{"v":0.2,"d":"0.20"},{"v":0.3,"d":"0.30"},{"v":0,"d":"0.0"},{"v":6,"d":"6.00"},0.15,{"v":0,"d":"0.0"},1,{"v":10,"d":"10.0"},{"v":0.2,"d":"0.20"},{"v":0.4,"d":"0.40"},{"v":10,"d":"10.0"},{"v":0.2,"d":"0.20"},{"v":0.4,"d":"0.40"},8,"0.2",{"v":0.5,"d":"0.50"},{"v":0,"d":"0.00"},{"v":14.105,"d":"14.11"},28.21,{"v":0,"d":"0.0"},{"v":0,"d":"0.0"},{"v":0,"d":"0.0"},{"v":0,"d":"0.0"},{"v":0,"d":"0.0"},{"v":0,"d":"0.0"},{"v":0,"d":"0.0"}]
["49","1-1",0,2.65,{"v":0.2,"d":"0.20"},4.55,{"v":0,"d":"0.00"},0.025,{"v":0,"d":"0.00"},{"v":0,"d":"0.00"},{"v":0,"d":"0.00"},{"v":0,"d":"0.00"},{"v":0.2,"d":"0.20"},{"v":0.2,"d":"0.20"},4.55,{"v":0,"d":"0.0"},{"v":4,"d":"4.00"},{"v":0.2,"d":"0.20"},{"v":0,"d":"0.0"},0,{"v":1.2,"d":"1.20"},{"v":0.2,"d":"0.20"},{"v":0.3,"d":"0.30"},{"v":0,"d":"0.0"},{"v":6,"d":"6.00"},0.15,{"v":0,"d":"0.0"},1,{"v":10,"d":"10.0"},{"v":0.2,"d":"0.20"},{"v":0.4,"d":"0.40"},{"v":10,"d":"10.0"},{"v":0.2,"d":"0.20"},{"v":0.4,"d":"0.40"},8,"0.2",{"v":0.5,"d":"0.50"},{"v":0,"d":"0.00"},{"v":12.0575,"d":"12.06"},{"v":24.115,"d":"24.12"},{"v":0,"d":"0.0"},{"v":0,"d":"0.0"},{"v":0,"d":"0.0"},{"v":0,"d":"0.0"},{"v":0,"d":"0.0"},{"v":0,"d":"0.0"},{"v":0,"d":"0.0"}]
["50","1-1",1,{"v":0.4,"d":"0.40"},{"v":0.2,"d":"0.20"},4.55,{"v":0,"d":"0.00"},0.025,{"v":0,"d":"0.00"},{"v":0,"d":"0.00"},{"v":0,"d":"0.00"},{"v":0,"d":"0.00"},{"v":0.2,"d":"0.20"},{"v":0.2,"d":"0.20"},4.55,{"v":0,"d":"0.0"},{"v":4,"d":"4.00"},{"v":0.2,"d":"0.20"},{"v":0,"d":"0.0"},0,{"v":1.2,"d":"1.20"},{"v":0.2,"d":"0.20"},{"v":0.3,"d":"0.30"},{"v":0,"d":"0.0"},{"v":6,"d":"6.00"},0.15,{"v":0,"d":"0.0"},1,{"v":10,"d":"10.0"},{"v":0.2,"d":"0.20"},{"v":0.4,"d":"0.40"},{"v":10,"d":"10.0"},{"v":0.2,"d":"0.20"},{"v":0.4,"d":"0.40"},8,"0.2",{"v":0.5,"d":"0.50"},{"v":0.36400000000000005,"d":"0.36"},1.82,3.64,{"v":12.2166,"d":"12.2"},{"v":22.4588,"d":"22.5"},{"v":0.06318080000000001,"d":"0.1"},{"v":0,"d":"0.0"},{"v":0,"d":"0.0"},{"v":0,"d":"0.0"},{"v":0,"d":"0.0"}]
["51","1-1",1,2.65,{"v":0.2,"d":"0.20"},4.55,{"v":0,"d":"0.00"},0.025,2.85,2.65,{"v":0,"d":"0.00"},{"v":0,"d":"0.00"},{"v":0.2,"d":"0.20"},{"v":0.2,"d":"0.20"},4.55,{"v":0,"d":"0.0"},{"v":4,"d":"4.00"},{"v":0.2,"d":"0.20"},{"v":0,"d":"0.0"},0,{"v":3.8499999999999996,"d":"3.85"},{"v":0.2,"d":"0.20"},{"v":0.3,"d":"0.30"},{"v":0,"d":"0.0"},{"v":6,"d":"6.00"},0.15,{"v":0,"d":"0.0"},1,{"v":10,"d":"10.0"},{"v":0.2,"d":"0.20"},{"v":0.4,"d":"0.40"},{"v":10,"d":"10.0"},{"v":0.2,"d":"0.20"},{"v":0.4,"d":"0.40"},8,"0.2",{"v":0.5,"d":"0.50"},{"v":0.9009999999999998,"d":"0.90"},{"v":-3.047500000000001,"d":"-3.05"},{"v":24.115,"d":"24.12"},{"v":80.934975,"d":"80.9"},{"v":85.624175,"d":"85.6"},{"v":0.4185728,"d":"0.4"},{"v":0,"d":"0.0"},{"v":0,"d":"0.0"},{"v":0,"d":"0.0"},{"v":0,"d":"0.0"}]
["52","1-1",1,{"v":4.3,"d":"4.30"},{"v":0.2,"d":"0.20"},4.55,{"v":0,"d":"0.00"},0.025,2.85,{"v":3,"d":"3.00"},{"v":0,"d":"0.00"},{"v":0,"d":"0.00"},{"v":0.2,"d":"0.20"},{"v":0.2,"d":"0.20"},4.55,{"v":0,"d":"0.0"},{"v":4,"d":"4.00"},{"v":0.2,"d":"0.20"},{"v":0,"d":"0.0"},0,{"v":4.2,"d":"4.20"},{"v":0.2,"d":"0.20"},{"v":0.3,"d":"0.30"},{"v":0,"d":"0.0"},{"v":6,"d":"6.00"},0.15,{"v":0,"d":"0.0"},1,{"v":10,"d":"10.0"},{"v":0.2,"d":"0.20"},{"v":0.4,"d":"0.40"},{"v":10,"d":"10.0"},{"v":0.2,"d":"0.20"},{"v":0.4,"d":"0.40"},8,"0.2",{"v":0.5,"d":"0.50"},{"v":2.2029999999999994,"d":"2.20"},{"v":2.4649999999999963,"d":"2.47"},{"v":39.129999999999995,"d":"39.13"},{"v":131.32844999999998,"d":"131.3"},{"v":131.94545,"d":"131.9"},{"v":0.6791936000000001,"d":"0.7"},{"v":0,"d":"0.0"},{"v":0,"d":"0.0"},{"v":0,"d":"0.0"},{"v":0,"d":"0.0"}]
["53","1-1",1,{"v":4.3,"d":"4.30"},{"v":0.2,"d":"0.20"},4.55,{"v":0,"d":"0.00"},0.025,2.85,{"v":3,"d":"3.00"},{"v":0,"d":"0.00"},{"v":0,"d":"0.00"},{"v":0.2,"d":"0.20"},{"v":0.2,"d":"0.20"},4.55,{"v":0,"d":"0.0"},{"v":4,"d":"4.00"},{"v":0.2,"d":"0.20"},{"v":0,"d":"0.0"},0,{"v":4.2,"d":"4.20"},{"v":0.2,"d":"0.20"},{"v":0.3,"d":"0.30"},{"v":0,"d":"0.0"},{"v":6,"d":"6.00"},0.15,{"v":0,"d":"0.0"},1,{"v":10,"d":"10.0"},{"v":0.2,"d":"0.20"},{"v":0.4,"d":"0.40"},{"v":10,"d":"10.0"},{"v":0.2,"d":"0.20"},{"v":0.4,"d":"0.40"},8,"0.2",{"v":0.5,"d":"0.50"},{"v":2.2029999999999994,"d":"2.20"},{"v":2.4649999999999963,"d":"2.47"},{"v":39.129999999999995,"d":"39.13"},{"v":131.32844999999998,"d":"131.3"},{"v":131.94545,"d":"131.9"},{"v":0.6791936000000001,"d":"0.7"},{"v":0,"d":"0.0"},{"v":0,"d":"0.0"},{"v":0,"d":"0.0"},{"v":0,"d":"0.0"}]
["54","1-1",1,2.65,{"v":0.2,"d":"0.20"},4.55,{"v":0,"d":"0.00"},0.025,2.85,2.65,{"v":0,"d":"0.00"},{"v":0,"d":"0.00"},{"v":0.2,"d":"0.20"},{"v":0.2,"d":"0.20"},4.55,{"v":0,"d":"0.0"},{"v":4,"d":"4.00"},{"v":0.2,"d":"0.20"},{"v":0,"d":"0.0"},0,{"v":3.8499999999999996,"d":"3.85"},{"v":0.2,"d":"0.20"},{"v":0.3,"d":"0.30"},{"v":0,"d":"0.0"},{"v":6,"d":"6.00"},0.15,{"v":0,"d":"0.0"},1,{"v":10,"d":"10.0"},{"v":0.2,"d":"0.20"},{"v":0.4,"d":"0.40"},{"v":10,"d":"10.0"},{"v":0.2,"d":"0.20"},{"v":0.4,"d":"0.40"},8,"0.2",{"v":0.5,"d":"0.50"},{"v":0.9009999999999998,"d":"0.90"},{"v":-3.047500000000001,"d":"-3.05"},{"v":24.115,"d":"24.12"},{"v":80.934975,"d":"80.9"},{"v":85.624175,"d":"85.6"},{"v":0.4185728,"d":"0.4"},{"v":0,"d":"0.0"},{"v":0,"d":"0.0"},{"v":0,"d":"0.0"},{"v":0,"d":"0.0"}]
["55","1-1",1,{"v":0.4,"d":"0.40"},{"v":0.2,"d":"0.20"},4.55,{"v":0,"d":"0.00"},0.025,{"v":0,"d":"0.00"},{"v":0,"d":"0.00"},{"v":0,"d":"0.00"},{"v":0,"d":"0.00"},{"v":0.2,"d":"0.20"},{"v":0.2,"d":"0.20"},4.55,{"v":0,"d":"0.0"},{"v":4,"d":"4.00"},{"v":0.2,"d":"0.20"},{"v":0,"d":"0.0"},0,{"v":1.2,"d":"1.20"},{"v":0.2,"d":"0.20"},{"v":0.3,"d":"0.30"},{"v":0,"d":"0.0"},{"v":6,"d":"6.00"},0.15,{"v":0,"d":"0.0"},1,{"v":10,"d":"10.0"},{"v":0.2,"d":"0.20"},{"v":0.4,"d":"0.40"},{"v":10,"d":"10.0"},{"v":0.2,"d":"0.20"},{"v":0.4,"d":"0.40"},8,"0.2",{"v":0.5,"d":"0.50"},{"v":0.36400000000000005,"d":"0.36"},1.82,3.64,{"v":12.2166,"d":"12.2"},{"v":22.4588,"d":"22.5"},{"v":0.06318080000000001,"d":"0.1"},{"v":0,"d":"0.0"},{"v":0,"d":"0.0"},{"v":0,"d":"0.0"},{"v":0,"d":"0.0"}]
["56","1-1",1,2.65,{"v":0.2,"d":"0.20"},4.55,{"v":0,"d":"0.00"},0.025,2.85,{"v":2.4,"d":"2.40"},{"v":0,"d":"0.00"},{"v":0,"d":"0.00"},{"v":0.2,"d":"0.20"},{"v":0.2,"d":"0.20"},4.55,{"v":0,"d":"0.0"},{"v":4,"d":"4.00"},{"v":0.2,"d":"0.20"},{"v":0,"d":"0.0"},0,{"v":3.5999999999999996,"d":"3.60"},{"v":0.2,"d":"0.20"},{"v":0.3,"d":"0.30"},{"v":0,"d":"0.0"},{"v":6,"d":"6.00"},0.15,{"v":0,"d":"0.0"},1,{"v":10,"d":"10.0"},{"v":0.2,"d":"0.20"},{"v":0.4,"d":"0.40"},{"v":10,"d":"10.0"},{"v":0.2,"d":"0.20"},{"v":0.4,"d":"0.40"},8,"0.2",{"v":0.5,"d":"0.50"},{"v":1.0434999999999999,"d":"1.04"},{"v":-1.6225000000000005,"d":"-1.62"},{"v":24.115,"d":"24.12"},{"v":80.934975,"d":"80.9"},{"v":85.624175,"d":"85.6"},{"v":0.4185728,"d":"0.4"},{"v":0,"d":"0.0"},{"v":0,"d":"0.0"},{"v":0,"d":"0.0"},{"v":0,"d":"0.0"}]
["57","1-1",1,2.95,{"v":0.2,"d":"0.20"},4.55,{"v":0,"d":"0.00"},0.025,2.85,{"v":2.5,"d":"2.50"},{"v":0,"d":"0.00"},{"v":0,"d":"0.00"},{"v":0.2,"d":"0.20"},{"v":0.2,"d":"0.20"},4.55,{"v":0,"d":"0.0"},{"v":4,"d":"4.00"},{"v":0.2,"d":"0.20"},{"v":0,"d":"0.0"},0,{"v":3.7,"d":"3.70"},{"v":0.2,"d":"0.20"},{"v":0.3,"d":"0.30"},{"v":0,"d":"0.0"},{"v":6,"d":"6.00"},0.15,{"v":0,"d":"0.0"},1,{"v":10,"d":"10.0"},{"v":0.2,"d":"0.20"},{"v":0.4,"d":"0.40"},{"v":10,"d":"10.0"},{"v":0.2,"d":"0.20"},{"v":0.4,"d":"0.40"},8,"0.2",{"v":0.5,"d":"0.50"},{"v":1.2595,"d":"1.26"},{"v":-0.8275000000000006,"d":"-0.83"},{"v":26.845,"d":"26.85"},{"v":90.09742499999999,"d":"90.1"},{"v":94.046225,"d":"94.0"},{"v":0.4659584000000001,"d":"0.5"},{"v":0,"d":"0.0"},{"v":0,"d":"0.0"},{"v":0,"d":"0.0"},{"v":0,"d":"0.0"}]
[{"$nulls":37},95.32,null,null,{"v":4344.667200000002,"d":"4344.7"},{"v":4644.405799999999,"d":"4644.4"},{"v":21.315622400000013,"d":"21.3"},{"v":0,"d":"0.0"}]

{"sheet":"剪力墙钢筋 (2)","index":4,"n_rows":29,"n_cols":47,"rows_kept":29,"flags":["formulas_cached_only"]}
[{"$nulls":18},"墙 钢筋及工程量"]
["序","构件","数量",null,"构件尺寸",{"$nulls":3},"洞口1",null,"洞口2",null,"暗柱钢筋",{"$nulls":4},"箍筋",null,null,"暗梁钢筋",{"$nulls":4},"箍筋",{"$nulls":8},"拉筋",null,null,"墙砼量","墙模板","墙脚手","纵筋","横筋","拉筋","柱主筋","梁主筋","柱箍筋","梁箍筋"]
["号","名称",null,"构件长m","厚","高","增加长","保护层m","高","宽","高","宽","长","宽","高","直径","根数","@","直径","个数","长","宽","高","直径","根数","@","直径","个数","纵筋","@","增加长","横筋","@","增长","直径","长度","@","m3","m2","架m2","㎏","㎏","㎏","kg","kg","kg","kg"]
["1","2-2",1,2.95,{"v":0.2,"d":"0.20"},{"v":5,"d":"5.00"},{"v":0,"d":"0.00"},0.025,{"v":0,"d":"0.00"},{"v":0,"d":"0.00"},{"v":0,"d":"0.00"},{"v":0,"d":"0.00"},{"v":0.2,"d":"0.20"},{"v":0.2,"d":"0.20"},{"v":2,"d":"2.00"},{"v":0,"d":"0.0"},{"v":4,"d":"4.00"},{"v":0.2,"d":"0.20"},{"v":0,"d":"0.0"},1,{"v":1.2,"d":"1.20"},{"v":0.3,"d":"0.30"},{"v":0.3,"d":"0.30"},{"v":0,"d":"0.0"},{"v":4,"d":"4.00"},{"v":0.1,"d":"0.10"},{"v":10,"d":"10.0"},0,{"v":10,"d":"10.0"},{"v":0.2,"d":"0.20"},{"v":0.4,"d":"0.40"},{"v":10,"d":"10.0"},{"v":0.2,"d":"0.20"},{"v":0.4,"d":"0.40"},8,"0.2",{"v":0.5,"d":"0.50"},2.95,14.75,{"v":29.5,"d":"29.50"},{"v":98.2881,"d":"98.3"},{"v":103.3475,"d":"103.3"},{"v":0.4659584000000001,"d":"0.5"},{"v":0,"d":"0.0"},{"v":0,"d":"0.0"},{"v":0,"d":"0.0"},{"v":0,"d":"0.0"}]
["2","2-2",1,4.05,{"v":0.2,"d":"0.20"},{"v":5,"d":"5.00"},{"v":0,"d":"0.00"},0.025,{"v":1.3,"d":"1.30"},0.75,2.25,{"v":0.9,"d":"0.90"},{"v":0.3,"d":"0.30"},{"v":0.2,"d":"0.20"},{"v":2.2,"d":"2.20"},{"v":0,"d":"0.0"},{"v":6,"d":"6.00"},{"v":0.2,"d":"0.20"},{"v":8,"d":"8.0"},1,{"v":1.2,"d":"1.20"},{"v":0.3,"d":"0.30"},{"v":0.3,"d":"0.30"},{"v":0,"d":"0.0"},{"v":4,"d":"4.00"},{"v":0.1,"d":"0.10"},{"v":10,"d":"10.0"},0,{"v":10,"d":"10.0"},{"v":0.2,"d":"0.20"},{"v":0.4,"d":"0.40"},{"v":10,"d":"10.0"},{"v":0.2,"d":"0.20"},{"v":0.4,"d":"0.40"},8,"0.2",{"v":0.5,"d":"0.50"},3.45,14.25,{"v":40.5,"d":"40.50"},{"v":134.93789999999998,"d":"134.9"},{"v":137.2825,"d":"137.3"},{"v":0.6397056000000001,"d":"0.6"},{"v":0,"d":"0.0"},{"v":0,"d":"0.0"},{"v":4.34368,"d":"4.3"},{"v":0,"d":"0.0"}]
["3","2-2",1,{"v":2.4,"d":"2.40"},{"v":0.2,"d":"0.20"},{"v":5,"d":"5.00"},{"v":0,"d":"0.00"},0.025,{"v":0,"d":"0.00"},{"v":0,"d":"0.00"},{"v":0,"d":"0.00"},{"v":0,"d":"0.00"},{"v":0.3,"d":"0.30"},{"v":0.2,"d":"0.20"},{"v":2.2,"d":"2.20"},{"v":0,"d":"0.0"},{"v":6,"d":"6.00"},{"v":0.2,"d":"0.20"},{"v":8,"d":"8.0"},2,{"v":1.2,"d":"1.20"},{"v":0.3,"d":"0.30"},{"v":0.3,"d":"0.30"},{"v":0,"d":"0.0"},{"v":4,"d":"4.00"},{"v":0.1,"d":"0.10"},{"v":10,"d":"10.0"},0,{"v":10,"d":"10.0"},{"v":0.2,"d":"0.20"},{"v":0.4,"d":"0.40"},{"v":10,"d":"10.0"},{"v":0.2,"d":"0.20"},{"v":0.4,"d":"0.40"},8,"0.2",{"v":0.5,"d":"0.50"},{"v":2.4000000000000004,"d":"2.40"},{"v":12,"d":"12.00"},{"v":24,"d":"24.00"},{"v":79.9632,"d":"80.0"},{"v":86.38,"d":"86.4"},{"v":0.3790848,"d":"0.4"},{"v":0,"d":"0.0"},{"v":0,"d":"0.0"},{"v":8.68736,"d":"8.7"},{"v":0,"d":"0.0"}]
["4","2-2",1,{"v":5,"d":"5.00"},{"v":0.2,"d":"0.20"},{"v":4.2,"d":"4.20"},{"v":0,"d":"0.00"},0.025,2.95,{"v":2.4,"d":"2.40"},{"v":0,"d":"0.00"},{"v":0,"d":"0.00"},{"v":0.2,"d":"0.20"},{"v":0.2,"d":"0.20"},{"v":5,"d":"5.00"},{"v":0,"d":"0.0"},{"v":4,"d":"4.00"},{"v":0.2,"d":"0.20"},{"v":8,"d":"8.0"},0,{"v":1.2,"d":"1.20"},{"v":0.3,"d":"0.30"},{"v":0.3,"d":"0.30"},{"v":0,"d":"0.0"},{"v":4,"d":"4.00"},{"v":0.1,"d":"0.10"},{"v":10,"d":"10.0"},0,{"v":10,"d":"10.0"},{"v":0.2,"d":"0.20"},{"v":0.4,"d":"0.40"},{"v":10,"d":"10.0"},{"v":0.2,"d":"0.20"},{"v":0.4,"d":"0.40"},8,"0.2",{"v":0.5,"d":"0.50"},{"v":2.7840000000000003,"d":"2.78"},6.84,{"v":42,"d":"42.00"},{"v":141.91000000000003,"d":"141.9"},{"v":139.93560000000002,"d":"139.9"},{"v":0.7897600000000001,"d":"0.8"},{"v":0,"d":"0.0"},{"v":0,"d":"0.0"},{"v":0,"d":"0.0"},{"v":0,"d":"0.0"}]
["5","2-2",1,4.55,{"v":0.2,"d":"0.20"},{"v":5,"d":"5.00"},{"v":0,"d":"0.00"},0.025,{"v":1.3,"d":"1.30"},0.75,{"v":0,"d":"0.00"},{"v":0,"d":"0.00"},{"v":0.3,"d":"0.30"},{"v":0.2,"d":"0.20"},{"v":2.2,"d":"2.20"},{"v":0,"d":"0.0"},{"v":6,"d":"6.00"},{"v":0.2,"d":"0.20"},{"v":8,"d":"8.0"},2,{"v":1.2,"d":"1.20"},{"v":0.3,"d":"0.30"},{"v":0.3,"d":"0.30"},{"v":0,"d":"0.0"},{"v":4,"d":"4.00"},{"v":0.1,"d":"0.10"},{"v":10,"d":"10.0"},0,{"v":10,"d":"10.0"},{"v":0.2,"d":"0.20"},{"v":0.4,"d":"0.40"},{"v":10,"d":"10.0"},{"v":0.2,"d":"0.20"},{"v":0.4,"d":"0.40"},8,"0.2",{"v":0.5,"d":"0.50"},{"v":4.3549999999999995,"d":"4.36"},{"v":20.8,"d":"20.80"},{"v":45.5,"d":"45.50"},{"v":151.5969,"d":"151.6"},{"v":152.70749999999998,"d":"152.7"},{"v":0.7186816,"d":"0.7"},{"v":0,"d":"0.0"},{"v":0,"d":"0.0"},{"v":8.68736,"d":"8.7"},{"v":0,"d":"0.0"}]
["6","2-2",1,{"v":3.9,"d":"3.90"},{"v":0.2,"d":"0.20"},{"v":4.1,"d":"4.10"},{"v":0,"d":"0.00"},0.025,{"v":0,"d":"0.00"},{"v":0,"d":"0.00"},{"v":0,"d":"0.00"},{"v":0,"d":"0.00"},{"v":0.3,"d":"0.30"},{"v":0.2,"d":"0.20"},{"v":2.2,"d":"2.20"},{"v":0,"d":"0.0"},{"v":6,"d":"6.00"},{"v":0.2,"d":"0.20"},{"v":8,"d":"8.0"},1,{"v":1.2,"d":"1.20"},{"v":0.3,"d":"0.30"},{"v":0.3,"d":"0.30"},{"v":0,"d":"0.0"},{"v":4,"d":"4.00"},{"v":0.1,"d":"0.10"},{"v":10,"d":"10.0"},0,{"v":10,"d":"10.0"},{"v":0.2,"d":"0.20"},{"v":0.4,"d":"0.40"},{"v":10,"d":"10.0"},{"v":0.2,"d":"0.20"},{"v":0.4,"d":"0.40"},8,"0.2",{"v":0.5,"d":"0.50"},{"v":3.198,"d":"3.20"},{"v":15.989999999999998,"d":"15.99"},{"v":31.979999999999997,"d":"31.98"},{"v":108.2835,"d":"108.3"},{"v":108.77709999999996,"d":"108.8"},{"v":0.6160128,"d":"0.6"},{"v":0,"d":"0.0"},{"v":0,"d":"0.0"},{"v":4.34368,"d":"4.3"},{"v":0,"d":"0.0"}]
["7","2-2",1,7.45,{"v":0.2,"d":"0.20"},{"v":5,"d":"5.00"},{"v":0,"d":"0.00"},0.025,{"v":0,"d":"0.00"},{"v":0,"d":"0.00"},{"v":0,"d":"0.00"},{"v":0,"d":"0.00"},{"v":0.2,"d":"0.20"},{"v":0.2,"d":"0.20"},{"v":5,"d":"5.00"},{"v":0,"d":"0.0"},{"v":4,"d":"4.00"},{"v":0.2,"d":"0.20"},{"v":0,"d":"0.0"},3,{"v":1.2,"d":"1.20"},{"v":0.3,"d":"0.30"},{"v":0.3,"d":"0.30"},{"v":0,"d":"0.0"},{"v":4,"d":"4.00"},{"v":0.1,"d":"0.10"},{"v":10,"d":"10.0"},0,{"v":10,"d":"10.0"},{"v":0.2,"d":"0.20"},{"v":0.4,"d":"0.40"},{"v":10,"d":"10.0"},{"v":0.2,"d":"0.20"},{"v":0.4,"d":"0.40"},8,"0.2",{"v":0.5,"d":"0.50"},7.45,37.25,{"v":74.5,"d":"74.50"},{"v":248.21910000000003,"d":"248.2"},{"v":242.1725,"d":"242.2"},{"v":1.1767424,"d":"1.2"},{"v":0,"d":"0.0"},{"v":0,"d":"0.0"},{"v":0,"d":"0.0"},{"v":0,"d":"0.0"}]
["8","2-2",1,{"v":5,"d":"5.00"},{"v":0.2,"d":"0.20"},{"v":5,"d":"5.00"},{"v":0,"d":"0.00"},0.025,2.35,{"v":1.5,"d":"1.50"},{"v":0,"d":"0.00"},{"v":0,"d":"0.00"},{"v":0.3,"d":"0.30"},{"v":0.2,"d":"0.20"},{"v":2.2,"d":"2.20"},{"v":0,"d":"0.0"},{"v":6,"d":"6.00"},{"v":0.2,"d":"0.20"},{"v":8,"d":"8.0"},2,{"v":1.2,"d":"1.20"},{"v":0.3,"d":"0.30"},{"v":0.3,"d":"0.30"},{"v":0,"d":"0.0"},{"v":4,"d":"4.00"},{"v":0.1,"d":"0.10"},{"v":10,"d":"10.0"},0,{"v":10,"d":"10.0"},{"v":0.2,"d":"0.20"},{"v":0.4,"d":"0.40"},{"v":10,"d":"10.0"},{"v":0.2,"d":"0.20"},{"v":0.4,"d":"0.40"},8,"0.2",{"v":0.5,"d":"0.50"},{"v":4.295000000000001,"d":"4.30"},17.95,{"v":50,"d":"50.00"},{"v":166.59,"d":"166.6"},{"v":166.59,"d":"166.6"},{"v":0.7897600000000001,"d":"0.8"},{"v":0,"d":"0.0"},{"v":0,"d":"0.0"},{"v":8.68736,"d":"8.7"},{"v":0,"d":"0.0"}]
["9","2-2",1,{"v":2.7,"d":"2.70"},{"v":0.2,"d":"0.20"},4.55,{"v":0,"d":"0.00"},0.025,{"v":0,"d":"0.00"},{"v":0,"d":"0.00"},{"v":0,"d":"0.00"},{"v":0,"d":"0.00"},{"v":0.3,"d":"0.30"},{"v":0.2,"d":"0.20"},{"v":2,"d":"2.00"},{"v":0,"d":"0.0"},{"v":4,"d":"4.00"},{"v":0.2,"d":"0.20"},{"v":8,"d":"8.0"},1,{"v":1.2,"d":"1.20"},{"v":0.3,"d":"0.30"},{"v":0.3,"d":"0.30"},{"v":0,"d":"0.0"},{"v":4,"d":"4.00"},{"v":0.1,"d":"0.10"},{"v":10,"d":"10.0"},0,{"v":10,"d":"10.0"},{"v":0.2,"d":"0.20"},{"v":0.4,"d":"0.40"},{"v":10,"d":"10.0"},{"v":0.2,"d":"0.20"},{"v":0.4,"d":"0.40"},8,"0.2",{"v":0.5,"d":"0.50"},{"v":2.4570000000000003,"d":"2.46"},{"v":12.285,"d":"12.29"},24.57,{"v":82.46204999999999,"d":"82.5"},{"v":87.02785,"d":"87.0"},{"v":0.4264704,"d":"0.4"},{"v":0,"d":"0.0"},{"v":0,"d":"0.0"},{"v":3.9488,"d":"3.9"},{"v":0,"d":"0.0"}]
["10","2-2",1,{"v":3.1,"d":"3.10"},{"v":0.2,"d":"0.20"},{"v":4.4,"d":"4.40"},{"v":0,"d":"0.00"},0.025,{"v":1.3,"d":"1.30"},0.75,{"v":0,"d":"0.00"},{"v":0,"d":"0.00"},{"v":0.3,"d":"0.30"},{"v":0.2,"d":"0.20"},{"v":2,"d":"2.00"},{"v":0,"d":"0.0"},{"v":4,"d":"4.00"},{"v":0.2,"d":"0.20"},{"v":8,"d":"8.0"},0,{"v":1.2,"d":"1.20"},{"v":0.3,"d":"0.30"},{"v":0.3,"d":"0.30"},{"v":0,"d":"0.0"},{"v":4,"d":"4.00"},{"v":0.1,"d":"0.10"},{"v":10,"d":"10.0"},0,{"v":10,"d":"10.0"},{"v":0.2,"d":"0.20"},{"v":0.4,"d":"0.40"},{"v":10,"d":"10.0"},{"v":0.2,"d":"0.20"},{"v":0.4,"d":"0.40"},8,"0.2",{"v":0.5,"d":"0.50"},{"v":2.533000000000001,"d":"2.53"},{"v":11.690000000000001,"d":"11.69"},{"v":27.280000000000005,"d":"27.28"},{"v":91.8096,"d":"91.8"},{"v":95.01800000000001,"d":"95.0"},{"v":0.48965120000000006,"d":"0.5"},{"v":0,"d":"0.0"},{"v":0,"d":"0.0"},{"v":0,"d":"0.0"},{"v":0,"d":"0.0"}]
["11","2-2",1,{"v":3.1,"d":"3.10"},{"v":0.2,"d":"0.20"},{"v":4.4,"d":"4.40"},{"v":0,"d":"0.00"},0.025,{"v":0,"d":"0.00"},{"v":0,"d":"0.00"},{"v":0,"d":"0.00"},{"v":0,"d":"0.00"},{"v":0.3,"d":"0.30"},{"v":0.2,"d":"0.20"},{"v":2,"d":"2.00"},{"v":0,"d":"0.0"},{"v":4,"d":"4.00"},{"v":0.2,"d":"0.20"},{"v":8,"d":"8.0"},0,{"v":1.2,"d":"1.20"},{"v":0.3,"d":"0.30"},{"v":0.3,"d":"0.30"},{"v":0,"d":"0.0"},{"v":4,"d":"4.00"},{"v":0.1,"d":"0.10"},{"v":10,"d":"10.0"},0,{"v":10,"d":"10.0"},{"v":0.2,"d":"0.20"},{"v":0.4,"d":"0.40"},{"v":10,"d":"10.0"},{"v":0.2,"d":"0.20"},{"v":0.4,"d":"0.40"},8,"0.2",{"v":0.5,"d":"0.50"},{"v":2.7280000000000006,"d":"2.73"},{"v":13.640000000000002,"d":"13.64"},{"v":27.280000000000005,"d":"27.28"},{"v":91.8096,"d":"91.8"},{"v":95.01800000000001,"d":"95.0"},{"v":0.48965120000000006,"d":"0.5"},{"v":0,"d":"0.0"},{"v":0,"d":"0.0"},{"v":0,"d":"0.0"},{"v":0,"d":"0.0"}]
["12","2-2",1,2.65,{"v":0.2,"d":"0.20"},{"v":5,"d":"5.00"},{"v":0,"d":"0.00"},0.025,2.25,{"v":1,"d":"1.00"},{"v":0,"d":"0.00"},{"v":0,"d":"0.00"},{"v":0.3,"d":"0.30"},{"v":0.2,"d":"0.20"},{"v":2.2,"d":"2.20"},{"v":0,"d":"0.0"},{"v":6,"d":"6.00"},{"v":0.2,"d":"0.20"},{"v":8,"d":"8.0"},1,{"v":1.2,"d":"1.20"},{"v":0.3,"d":"0.30"},{"v":0.3,"d":"0.30"},{"v":0,"d":"0.0"},{"v":4,"d":"4.00"},{"v":0.1,"d":"0.10"},{"v":10,"d":"10.0"},0,{"v":10,"d":"10.0"},{"v":0.2,"d":"0.20"},{"v":0.4,"d":"0.40"},{"v":10,"d":"10.0"},{"v":0.2,"d":"0.20"},{"v":0.4,"d":"0.40"},8,"0.2",{"v":0.5,"d":"0.50"},{"v":2.2,"d":"2.20"},8.75,{"v":26.5,"d":"26.50"},{"v":88.29270000000001,"d":"88.3"},{"v":94.09249999999999,"d":"94.1"},{"v":0.4185728,"d":"0.4"},{"v":0,"d":"0.0"},{"v":0,"d":"0.0"},{"v":4.34368,"d":"4.3"},{"v":0,"d":"0.0"}]
["13","2-2",1,4.45,{"v":0.2,"d":"0.20"},{"v":5,"d":"5.00"},{"v":0,"d":"0.00"},0.025,{"v":1.3,"d":"1.30"},0.75,{"v":0,"d":"0.00"},{"v":0,"d":"0.00"},{"v":0.2,"d":"0.20"},{"v":0.2,"d":"0.20"},{"v":2,"d":"2.00"},{"v":0,"d":"0.0"},{"v":4,"d":"4.00"},{"v":0.2,"d":"0.20"},{"v":0,"d":"0.0"},2,{"v":1.2,"d":"1.20"},{"v":0.3,"d":"0.30"},{"v":0.3,"d":"0.30"},{"v":0,"d":"0.0"},{"v":4,"d":"4.00"},{"v":0.1,"d":"0.10"},{"v":10,"d":"10.0"},0,{"v":10,"d":"10.0"},{"v":0.2,"d":"0.20"},{"v":0.4,"d":"0.40"},{"v":10,"d":"10.0"},{"v":0.2,"d":"0.20"},{"v":0.4,"d":"0.40"},8,"0.2",{"v":0.5,"d":"0.50"},{"v":4.255,"d":"4.26"},{"v":20.3,"d":"20.30"},{"v":44.5,"d":"44.50"},{"v":148.26510000000002,"d":"148.3"},{"v":149.6225,"d":"149.6"},{"v":0.7028864000000001,"d":"0.7"},{"v":0,"d":"0.0"},{"v":0,"d":"0.0"},{"v":0,"d":"0.0"},{"v":0,"d":"0.0"}]
["14","2-2",1,4.85,{"v":0.2,"d":"0.20"},{"v":5,"d":"5.00"},{"v":0,"d":"0.00"},0.025,2.25,{"v":0.9,"d":"0.90"},{"v":0,"d":"0.00"},{"v":0,"d":"0.00"},{"v":0.3,"d":"0.30"},{"v":0.2,"d":"0.20"},{"v":2.2,"d":"2.20"},{"v":0,"d":"0.0"},{"v":6,"d":"6.00"},{"v":0.2,"d":"0.20"},{"v":8,"d":"8.0"},2,{"v":1.2,"d":"1.20"},{"v":0.3,"d":"0.30"},{"v":0.3,"d":"0.30"},{"v":0,"d":"0.0"},{"v":4,"d":"4.00"},{"v":0.1,"d":"0.10"},{"v":10,"d":"10.0"},0,{"v":10,"d":"10.0"},{"v":0.2,"d":"0.20"},{"v":0.4,"d":"0.40"},{"v":10,"d":"10.0"},{"v":0.2,"d":"0.20"},{"v":0.4,"d":"0.40"},8,"0.2",{"v":0.5,"d":"0.50"},{"v":4.445,"d":"4.45"},{"v":20.2,"d":"20.20"},{"v":48.5,"d":"48.50"},{"v":161.5923,"d":"161.6"},{"v":161.96249999999998,"d":"162.0"},{"v":0.7660672000000001,"d":"0.8"},{"v":0,"d":"0.0"},{"v":0,"d":"0.0"},{"v":8.68736,"d":"8.7"},{"v":0,"d":"0.0"}]
["15","2-2",1,{"v":2.4,"d":"2.40"},{"v":0.2,"d":"0.20"},{"v":5,"d":"5.00"},{"v":0,"d":"0.00"},0.025,{"v":0,"d":"0.00"},{"v":0,"d":"0.00"},{"v":0,"d":"0.00"},{"v":0,"d":"0.00"},{"v":0.3,"d":"0.30"},{"v":0.2,"d":"0.20"},{"v":2.2,"d":"2.20"},{"v":0,"d":"0.0"},{"v":6,"d":"6.00"},{"v":0.2,"d":"0.20"},{"v":8,"d":"8.0"},2,{"v":1.2,"d":"1.20"},{"v":0.3,"d":"0.30"},{"v":0.3,"d":"0.30"},{"v":0,"d":"0.0"},{"v":4,"d":"4.00"},{"v":0.1,"d":"0.10"},{"v":10,"d":"10.0"},0,{"v":10,"d":"10.0"},{"v":0.2,"d":"0.20"},{"v":0.4,"d":"0.40"},{"v":10,"d":"10.0"},{"v":0.2,"d":"0.20"},{"v":0.4,"d":"0.40"},8,"0.2",{"v":0.5,"d":"0.50"},{"v":2.4000000000000004,"d":"2.40"},{"v":12,"d":"12.00"},{"v":24,"d":"24.00"},{"v":79.9632,"d":"80.0"},{"v":86.38,"d":"86.4"},{"v":0.3790848,"d":"0.4"},{"v":0,"d":"0.0"},{"v":0,"d":"0.0"},{"v":8.68736,"d":"8.7"},{"v":0,"d":"0.0"}]
["16","2-2",1,{"v":5,"d":"5.00"},{"v":0.2,"d":"0.20"},{"v":5,"d":"5.00"},{"v":0,"d":"0.00"},0.025,{"v":0,"d":"0.00"},{"v":0,"d":"0.00"},{"v":0,"d":"0.00"},{"v":0,"d":"0.00"},{"v":0.2,"d":"0.20"},{"v":0.2,"d":"0.20"},{"v":2,"d":"2.00"},{"v":0,"d":"0.0"},{"v":4,"d":"4.00"},{"v":0.2,"d":"0.20"},{"v":0,"d":"0.0"},2,{"v":1.2,"d":"1.20"},{"v":0.3,"d":"0.30"},{"v":0.3,"d":"0.30"},{"v":0,"d":"0.0"},{"v":4,"d":"4.00"},{"v":0.1,"d":"0.10"},{"v":10,"d":"10.0"},0,{"v":10,"d":"10.0"},{"v":0.2,"d":"0.20"},{"v":0.4,"d":"0.40"},{"v":10,"d":"10.0"},{"v":0.2,"d":"0.20"},{"v":0.4,"d":"0.40"},8,"0.2",{"v":0.5,"d":"0.50"},{"v":5,"d":"5.00"},{"v":25,"d":"25.00"},{"v":50,"d":"50.00"},{"v":166.59,"d":"166.6"},{"v":166.59,"d":"166.6"},{"v":0.7897600000000001,"d":"0.8"},{"v":0,"d":"0.0"},{"v":0,"d":"0.0"},{"v":0,"d":"0.0"},{"v":0,"d":"0.0"}]
["17","2-2",1,{"v":2.7,"d":"2.70"},{"v":0.2,"d":"0.20"},4.55,{"v":0,"d":"0.00"},0.025,{"v":0,"d":"0.00"},{"v":0,"d":"0.00"},{"v":0,"d":"0.00"},{"v":0,"d":"0.00"},{"v":0.3,"d":"0.30"},{"v":0.2,"d":"0.20"},{"v":2,"d":"2.00"},{"v":0,"d":"0.0"},{"v":6,"d":"6.00"},{"v":0.2,"d":"0.20"},{"v":8,"d":"8.0"},1,{"v":1.2,"d":"1.20"},{"v":0.3,"d":"0.30"},{"v":0.3,"d":"0.30"},{"v":0,"d":"0.0"},{"v":4,"d":"4.00"},{"v":0.1,"d":"0.10"},{"v":10,"d":"10.0"},0,{"v":10,"d":"10.0"},{"v":0.2,"d":"0.20"},{"v":0.4,"d":"0.40"},{"v":10,"d":"10.0"},{"v":0.2,"d":"0.20"},{"v":0.4,"d":"0.40"},8,"0.2",{"v":0.5,"d":"0.50"},{"v":2.4570000000000003,"d":"2.46"},{"v":12.285,"d":"12.29"},24.57,{"v":82.46204999999999,"d":"82.5"},{"v":87.02785,"d":"87.0"},{"v":0.4264704,"d":"0.4"},{"v":0,"d":"0.0"},{"v":0,"d":"0.0"},{"v":3.9488,"d":"3.9"},{"v":0,"d":"0.0"}]
["18","2-2",1,{"v":5.3,"d":"5.30"},{"v":0.2,"d":"0.20"},{"v":5,"d":"5.00"},{"v":0,"d":"0.00"},0.025,{"v":1.3,"d":"1.30"},0.75,{"v":0,"d":"0.00"},{"v":0,"d":"0.00"},{"v":0.3,"d":"0.30"},{"v":0.2,"d":"0.20"},{"v":2,"d":"2.00"},{"v":0,"d":"0.0"},{"v":6,"d":"6.00"},{"v":0.2,"d":"0.20"},{"v":8,"d":"8.0"},2,{"v":1.2,"d":"1.20"},{"v":0.3,"d":"0.30"},{"v":0.3,"d":"0.30"},{"v":0,"d":"0.0"},{"v":4,"d":"4.00"},{"v":0.1,"d":"0.10"},{"v":10,"d":"10.0"},0,{"v":10,"d":"10.0"},{"v":0.2,"d":"0.20"},{"v":0.4,"d":"0.40"},{"v":10,"d":"10.0"},{"v":0.2,"d":"0.20"},{"v":0.4,"d":"0.40"},8,"0.2",{"v":0.5,"d":"0.50"},{"v":5.105,"d":"5.11"},24.55,{"v":53,"d":"53.00"},{"v":176.58540000000002,"d":"176.6"},{"v":175.845,"d":"175.8"},{"v":0.8371456,"d":"0.8"},{"v":0,"d":"0.0"},{"v":0,"d":"0.0"},{"v":7.8976,"d":"7.9"},{"v":0,"d":"0.0"}]
["19","2-2",1,{"v":3.9,"d":"3.90"},{"v":0.2,"d":"0.20"},{"v":4.1,"d":"4.10"},{"v":0,"d":"0.00"},0.025,{"v":0,"d":"0.00"},{"v":0,"d":"0.00"},{"v":0,"d":"0.00"},{"v":0,"d":"0.00"},{"v":0.2,"d":"0.20"},{"v":0.2,"d":"0.20"},{"v":2,"d":"2.00"},{"v":0,"d":"0.0"},{"v":4,"d":"4.00"},{"v":0.2,"d":"0.20"},{"v":0,"d":"0.0"},1,{"v":1.2,"d":"1.20"},{"v":0.3,"d":"0.30"},{"v":0.3,"d":"0.30"},{"v":0,"d":"0.0"},{"v":4,"d":"4.00"},{"v":0.1,"d":"0.10"},{"v":10,"d":"10.0"},0,{"v":10,"d":"10.0"},{"v":0.2,"d":"0.20"},{"v":0.4,"d":"0.40"},{"v":10,"d":"10.0"},{"v":0.2,"d":"0.20"},{"v":0.4,"d":"0.40"},8,"0.2",{"v":0.5,"d":"0.50"},{"v":3.198,"d":"3.20"},{"v":15.989999999999998,"d":"15.99"},{"v":31.979999999999997,"d":"31.98"},{"v":108.2835,"d":"108.3"},{"v":108.77709999999996,"d":"108.8"},{"v":0.6160128,"d":"0.6"},{"v":0,"d":"0.0"},{"v":0,"d":"0.0"},{"v":0,"d":"0.0"},{"v":0,"d":"0.0"}]
["20","2-2",1,{"v":5,"d":"5.00"},{"v":0.2,"d":"0.20"},{"v":5,"d":"5.00"},{"v":0,"d":"0.00"},0.025,{"v":0,"d":"0.00"},{"v":0,"d":"0.00"},{"v":0,"d":"0.00"},{"v":0,"d":"0.00"},{"v":0.2,"d":"0.20"},{"v":0.2,"d":"0.20"},{"v":2,"d":"2.00"},{"v":0,"d":"0.0"},{"v":4,"d":"4.00"},{"v":0.2,"d":"0.20"},{"v":0,"d":"0.0"},1,{"v":1.2,"d":"1.20"},{"v":0.3,"d":"0.30"},{"v":0.3,"d":"0.30"},{"v":0,"d":"0.0"},{"v":4,"d":"4.00"},{"v":0.1,"d":"0.10"},{"v":10,"d":"10.0"},0,{"v":10,"d":"10.0"},{"v":0.2,"d":"0.20"},{"v":0.4,"d":"0.40"},{"v":10,"d":"10.0"},{"v":0.2,"d":"0.20"},{"v":0.4,"d":"0.40"},8,"0.2",{"v":0.5,"d":"0.50"},{"v":5,"d":"5.00"},{"v":25,"d":"25.00"},{"v":50,"d":"50.00"},{"v":166.59,"d":"166.6"},{"v":166.59,"d":"166.6"},{"v":0.7897600000000001,"d":"0.8"},{"v":0,"d":"0.0"},{"v":0,"d":"0.0"},{"v":0,"d":"0.0"},{"v":0,"d":"0.0"}]
["21","2-2",1,2.15,{"v":0.2,"d":"0.20"},{"v":5,"d":"5.00"},{"v":0,"d":"0.00"},0.025,{"v":0,"d":"0.00"},{"v":0,"d":"0.00"},{"v":0,"d":"0.00"},{"v":0,"d":"0.00"},{"v":0.2,"d":"0.20"},{"v":0.2,"d":"0.20"},{"v":2,"d":"2.00"},{"v":0,"d":"0.0"},{"v":4,"d":"4.00"},{"v":0.2,"d":"0.20"},{"v":0,"d":"0.0"},1,{"v":1.2,"d":"1.20"},{"v":0.3,"d":"0.30"},{"v":0.3,"d":"0.30"},{"v":0,"d":"0.0"},{"v":4,"d":"4.00"},{"v":0.1,"d":"0.10"},{"v":10,"d":"10.0"},0,{"v":10,"d":"10.0"},{"v":0.2,"d":"0.20"},{"v":0.4,"d":"0.40"},{"v":10,"d":"10.0"},{"v":0.2,"d":"0.20"},{"v":0.4,"d":"0.40"},8,"0.2",{"v":0.5,"d":"0.50"},2.15,10.75,{"v":21.5,"d":"21.50"},{"v":71.6337,"d":"71.6"},{"v":78.66749999999999,"d":"78.7"},{"v":0.33959680000000003,"d":"0.3"},{"v":0,"d":"0.0"},{"v":0,"d":"0.0"},{"v":0,"d":"0.0"},{"v":0,"d":"0.0"}]
["22","2-2",1,{"v":1.2,"d":"1.20"},{"v":0.2,"d":"0.20"},{"v":5,"d":"5.00"},{"v":0,"d":"0.00"},0.025,{"v":0,"d":"0.00"},{"v":0,"d":"0.00"},{"v":0,"d":"0.00"},{"v":0,"d":"0.00"},{"v":0.3,"d":"0.30"},{"v":0.2,"d":"0.20"},{"v":2,"d":"2.00"},{"v":0,"d":"0.0"},{"v":4,"d":"4.00"},{"v":0.2,"d":"0.20"},{"v":8,"d":"8.0"},0,{"v":1.2,"d":"1.20"},{"v":0.3,"d":"0.30"},{"v":0.3,"d":"0.30"},{"v":0,"d":"0.0"},{"v":4,"d":"4.00"},{"v":0.1,"d":"0.10"},{"v":10,"d":"10.0"},0,{"v":10,"d":"10.0"},{"v":0.2,"d":"0.20"},{"v":0.4,"d":"0.40"},{"v":10,"d":"10.0"},{"v":0.2,"d":"0.20"},{"v":0.4,"d":"0.40"},8,"0.2",{"v":0.5,"d":"0.50"},{"v":1.2000000000000002,"d":"1.20"},{"v":6,"d":"6.00"},{"v":12,"d":"12.00"},{"v":39.9816,"d":"40.0"},{"v":49.36,"d":"49.4"},{"v":0.1895424,"d":"0.2"},{"v":0,"d":"0.0"},{"v":0,"d":"0.0"},{"v":0,"d":"0.0"},{"v":0,"d":"0.0"}]
[{"$nulls":37},76.01,null,null,{"v":2686.1095,"d":"2686.1"},{"v":2739.1715,"d":"2739.2"},{"v":13.236377599999999,"d":"13.2"},{"v":0,"d":"0.0"},{"v":0,"d":"0.0"},{"v":72.26303999999999,"d":"72.3"},{"v":0,"d":"0.0"}]
[]
[{"$nulls":40},{"v":749,"d":"749.0"}]
["27","tj",1,{"v":20.8,"d":"20.80"},{"v":0.2,"d":"0.20"},{"v":5,"d":"5.00"},{"v":0,"d":"0.00"},0.025,{"v":2.6,"d":"2.60"},{"v":1.3,"d":"1.30"},{"v":0,"d":"0.00"},{"v":0,"d":"0.00"},{"v":0.2,"d":"0.20"},{"v":0.2,"d":"0.20"},{"v":5,"d":"5.00"},{"v":12,"d":"12.0"},{"v":4,"d":"4.00"},{"v":0.2,"d":"0.20"},{"v":0,"d":"0.0"},8,{"v":1.2,"d":"1.20"},{"v":0.3,"d":"0.30"},{"v":0.3,"d":"0.30"},{"v":0,"d":"0.0"},{"v":4,"d":"4.00"},{"v":0.1,"d":"0.10"},{"v":10,"d":"10.0"},0,{"v":12,"d":"12.0"},{"v":0.2,"d":"0.20"},0.48,{"v":12,"d":"12.0"},{"v":0.2,"d":"0.20"},0.48,8,"0.2",{"v":0.5,"d":"0.50"},{"v":20.124000000000002,"d":"20.12"},97.24,{"v":208,"d":"208.00"},{"v":1012.7250432000001,"d":"1012.7"},{"v":945.34272,"d":"945.3"},{"v":3.2854016,"d":"3.3"},{"v":142.1568,"d":"142.2"},{"v":0,"d":"0.0"},{"v":0,"d":"0.0"},{"v":0,"d":"0.0"}]

{"sheet":"暗柱","index":5,"n_rows":43,"n_cols":20,"rows_kept":43,"flags":["formulas_cached_only"]}
[]
[]
[{"$nulls":3},"暗柱钢筋",null,null,1,null,2,null,"箍筋",null,null,"箍筋",null,null,"柱主筋","筋2","柱箍筋","柱箍筋"]
[null,"编号","个数","长","宽","高","直径","根数","直径","根数","@","直径","加长","@","直径","长","kg","kg","kg","kg"]
[null,"1",18,{"v":0.4,"d":"0.40"},{"v":0.2,"d":"0.20"},{"v":5,"d":"5.00"},{"v":16,"d":"16.0"},4,null,null,0.15,{"v":8,"d":"8.0"},{"v":0,"d":"0.0"},0.15,null,null,{"v":568.6272,"d":"568.6"},{"v":0,"d":"0.0"},{"v":284.31360000000006,"d":"284.3"},{"v":0,"d":"0.00"}]
[null,"2",7,{"v":0.2,"d":"0.20"},{"v":0.2,"d":"0.20"},{"v":5,"d":"5.00"},{"v":12,"d":"12.0"},4,null,null,0.15,{"v":0,"d":"0.0"},{"v":0,"d":"0.0"},0.15,null,null,{"v":124.3872,"d":"124.4"},{"v":0,"d":"0.0"},{"v":0,"d":"0.0"},{"v":0,"d":"0.00"}]
[null,"3",1,{"v":0.4,"d":"0.40"},{"v":0.2,"d":"0.20"},{"v":5,"d":"5.00"},{"v":16,"d":"16.0"},4,{"v":12,"d":"12.0"},4,0.15,{"v":10,"d":"10.0"},{"v":1,"d":"1.0"},0.15,null,null,{"v":31.590400000000002,"d":"31.6"},{"v":17.7696,"d":"17.8"},{"v":45.24666666666668,"d":"45.2"},{"v":0,"d":"0.00"}]
[null,"4",4,{"v":0.4,"d":"0.40"},{"v":0.2,"d":"0.20"},{"v":5,"d":"5.00"},{"v":18,"d":"18.0"},6,null,null,{"v":0.1,"d":"0.10"},{"v":8,"d":"8.0"},{"v":0,"d":"0.0"},0.15,null,null,{"v":239.8896,"d":"239.9"},{"v":0,"d":"0.0"},{"v":94.77120000000001,"d":"94.8"},{"v":0,"d":"0.00"}]
[null,"5",0,0.55,{"v":0.2,"d":"0.20"},{"v":5,"d":"5.00"},{"v":16,"d":"16.0"},10,null,null,0.15,{"v":10,"d":"10.0"},0.1,0.15,null,null,{"v":0,"d":"0.0"},{"v":0,"d":"0.0"},{"v":0,"d":"0.0"},{"v":0,"d":"0.00"}]
[null,"5a",6,{"v":0.5,"d":"0.50"},{"v":0.2,"d":"0.20"},{"v":5,"d":"5.00"},{"v":16,"d":"16.0"},10,null,null,0.15,{"v":10,"d":"10.0"},0.1,0.15,null,null,{"v":473.856,"d":"473.9"},{"v":0,"d":"0.0"},185.1,{"v":0,"d":"0.00"}]
[null,"5b",3,{"v":0.6,"d":"0.60"},{"v":0.2,"d":"0.20"},{"v":5,"d":"5.00"},{"v":16,"d":"16.0"},10,null,null,0.15,{"v":10,"d":"10.0"},0.1,0.15,null,null,{"v":236.928,"d":"236.9"},{"v":0,"d":"0.0"},{"v":104.89000000000001,"d":"104.9"},{"v":0,"d":"0.00"}]
[null,"6",0,0.55,{"v":0.2,"d":"0.20"},{"v":5,"d":"5.00"},{"v":16,"d":"16.0"},6,{"v":12,"d":"12.0"},4,0.15,{"v":10,"d":"10.0"},{"v":0,"d":"0.0"},0.15,null,null,{"v":0,"d":"0.0"},{"v":0,"d":"0.0"},{"v":0,"d":"0.0"},{"v":0,"d":"0.00"}]
[null,"7",0,{"v":0.9,"d":"0.90"},{"v":0.2,"d":"0.20"},{"v":5,"d":"5.00"},{"v":16,"d":"16.0"},14,{"v":12,"d":"12.0"},6,{"v":0.2,"d":"0.20"},{"v":10,"d":"10.0"},0.1,{"v":0.2,"d":"0.20"},{"v":10,"d":"10.0"},1.3,{"v":0,"d":"0.0"},{"v":0,"d":"0.0"},{"v":0,"d":"0.0"},{"v":0,"d":"0.00"}]
[null,"8",14,{"v":0.2,"d":"0.20"},{"v":0.2,"d":"0.20"},{"v":5,"d":"5.00"},{"v":16,"d":"16.0"},4,null,null,0.15,{"v":0,"d":"0.0"},{"v":0,"d":"0.0"},0.15,null,null,{"v":442.26560000000006,"d":"442.3"},{"v":0,"d":"0.0"},{"v":0,"d":"0.0"},{"v":0,"d":"0.00"}]
[null,"9",2,{"v":0.7,"d":"0.70"},{"v":0.2,"d":"0.20"},{"v":5,"d":"5.00"},{"v":16,"d":"16.0"},6,{"v":12,"d":"12.0"},8,0.15,{"v":10,"d":"10.0"},0.1,0.15,{"v":10,"d":"10.0"},0.2,{"v":94.77120000000001,"d":"94.8"},{"v":71.0784,"d":"71.1"},{"v":78.15333333333334,"d":"78.2"},{"v":8.226666666666667,"d":"8.23"}]
[null,"10",2,{"v":0.4,"d":"0.40"},{"v":0.2,"d":"0.20"},{"v":5,"d":"5.00"},{"v":16,"d":"16.0"},8,null,null,0.15,{"v":10,"d":"10.0"},{"v":0,"d":"0.0"},0.15,null,null,{"v":126.36160000000001,"d":"126.4"},{"v":0,"d":"0.0"},{"v":49.36000000000001,"d":"49.4"},{"v":0,"d":"0.00"}]
[null,"11",1,0.45,{"v":0.2,"d":"0.20"},{"v":5,"d":"5.00"},{"v":16,"d":"16.0"},10,null,null,0.15,{"v":10,"d":"10.0"},{"v":0,"d":"0.0"},0.15,null,null,{"v":78.976,"d":"79.0"},{"v":0,"d":"0.0"},{"v":26.73666666666667,"d":"26.7"},{"v":0,"d":"0.00"}]
[null,"12",0,{"v":0.2,"d":"0.20"},{"v":0.2,"d":"0.20"},{"v":5,"d":"5.00"},{"v":0,"d":"0.0"},0,{"v":12,"d":"12.0"},4,0.15,{"v":0,"d":"0.0"},{"v":0,"d":"0.0"},0.15,null,null,{"v":0,"d":"0.0"},{"v":0,"d":"0.0"},{"v":0,"d":"0.0"},{"v":0,"d":"0.00"}]
[null,"13",0,{"v":0.4,"d":"0.40"},{"v":0.2,"d":"0.20"},{"v":5,"d":"5.00"},{"v":16,"d":"16.0"},18,null,null,{"v":0.2,"d":"0.20"},{"v":8,"d":"8.0"},1.2,{"v":0.2,"d":"0.20"},{"v":10,"d":"10.0"},{"v":6,"d":"6.0"},{"v":0,"d":"0.0"},{"v":0,"d":"0.0"},{"v":0,"d":"0.0"},{"v":0,"d":"0.00"}]
[null,"14",4,{"v":0.625,"d":"0.63"},{"v":0.2,"d":"0.20"},{"v":5,"d":"5.00"},{"v":16,"d":"16.0"},10,null,null,0.15,{"v":10,"d":"10.0"},0.1,0.15,null,null,{"v":315.904,"d":"315.9"},{"v":0,"d":"0.0"},{"v":143.96666666666667,"d":"144.0"},{"v":0,"d":"0.00"}]
[null,"15",3,0.35,{"v":0.2,"d":"0.20"},{"v":5,"d":"5.00"},{"v":16,"d":"16.0"},6,null,null,0.15,{"v":8,"d":"8.0"},{"v":1,"d":"1.0"},0.15,null,null,{"v":142.1568,"d":"142.2"},{"v":0,"d":"0.0"},{"v":82.9248,"d":"82.9"},{"v":0,"d":"0.00"}]
[null,"15a",2,0.45,{"v":0.2,"d":"0.20"},{"v":5,"d":"5.00"},{"v":16,"d":"16.0"},6,null,null,0.15,{"v":8,"d":"8.0"},{"v":1,"d":"1.0"},0.15,null,null,{"v":94.77120000000001,"d":"94.8"},{"v":0,"d":"0.0"},{"v":60.54826666666666,"d":"60.5"},{"v":0,"d":"0.00"}]
[null,"16",2,{"v":0.7,"d":"0.70"},{"v":0.2,"d":"0.20"},{"v":5,"d":"5.00"},{"v":16,"d":"16.0"},4,null,null,0.15,{"v":8,"d":"8.0"},{"v":0,"d":"0.0"},0.15,null,null,{"v":63.180800000000005,"d":"63.2"},{"v":0,"d":"0.0"},{"v":47.3856,"d":"47.4"},{"v":0,"d":"0.00"}]
[null,"17",1,0.45,{"v":0.2,"d":"0.20"},{"v":5,"d":"5.00"},{"v":16,"d":"16.0"},6,null,null,0.15,{"v":8,"d":"8.0"},{"v":0,"d":"0.0"},0.15,null,null,{"v":47.385600000000004,"d":"47.4"},{"v":0,"d":"0.0"},{"v":17.11146666666667,"d":"17.1"},{"v":0,"d":"0.00"}]
[null,"18",1,{"v":0.5,"d":"0.50"},{"v":0.2,"d":"0.20"},{"v":5,"d":"5.00"},{"v":16,"d":"16.0"},10,null,null,0.15,{"v":8,"d":"8.0"},{"v":0,"d":"0.0"},0.15,null,null,{"v":78.976,"d":"79.0"},{"v":0,"d":"0.0"},{"v":18.427733333333332,"d":"18.4"},{"v":0,"d":"0.00"}]
[null,"19",2,{"v":0.6,"d":"0.60"},{"v":0.2,"d":"0.20"},{"v":5,"d":"5.00"},{"v":16,"d":"16.0"},12,null,null,0.15,{"v":10,"d":"10.0"},0.4,0.15,null,null,{"v":189.54240000000001,"d":"189.5"},{"v":0,"d":"0.0"},{"v":82.26666666666667,"d":"82.3"},{"v":0,"d":"0.00"}]
[null,"20",2,0.25,{"v":0.2,"d":"0.20"},{"v":5,"d":"5.00"},{"v":16,"d":"16.0"},4,null,null,0.15,{"v":8,"d":"8.0"},{"v":1,"d":"1.0"},0.15,null,null,{"v":63.180800000000005,"d":"63.2"},{"v":0,"d":"0.0"},{"v":50.01813333333333,"d":"50.0"},{"v":0,"d":"0.00"}]
[null,"21",7,{"v":1.8,"d":"1.80"},{"v":0.2,"d":"0.20"},{"v":5,"d":"5.00"},{"v":16,"d":"16.0"},20,null,null,0.15,{"v":10,"d":"10.0"},{"v":0,"d":"0.0"},0.15,{"v":8,"d":"8.0"},0.4,{"v":1105.664,"d":"1105.7"},{"v":0,"d":"0.0"},{"v":575.8666666666667,"d":"575.9"},{"v":36.855466666666665,"d":"36.86"}]
[null,"22",1,1.05,{"v":0.2,"d":"0.20"},{"v":5,"d":"5.00"},{"v":16,"d":"16.0"},4,{"v":14,"d":"14.0"},6,{"v":0.2,"d":"0.20"},{"v":10,"d":"10.0"},0.1,0.15,null,null,{"v":31.590400000000002,"d":"31.6"},{"v":36.2796,"d":"36.3"},{"v":40.105000000000004,"d":"40.1"},{"v":0,"d":"0.00"}]
[null,"23",2,0.75,{"v":0.2,"d":"0.20"},{"v":5,"d":"5.00"},{"v":16,"d":"16.0"},16,null,null,0.15,{"v":10,"d":"10.0"},0.2,0.15,null,null,{"v":252.72320000000002,"d":"252.7"},{"v":0,"d":"0.0"},{"v":86.38000000000001,"d":"86.4"},{"v":0,"d":"0.00"}]
[null,"24",2,0.75,{"v":0.2,"d":"0.20"},{"v":5,"d":"5.00"},{"v":16,"d":"16.0"},16,null,null,0.15,{"v":10,"d":"10.0"},0.2,0.15,null,null,{"v":252.72320000000002,"d":"252.7"},{"v":0,"d":"0.0"},{"v":86.38000000000001,"d":"86.4"},{"v":0,"d":"0.00"}]
[null,"25",3,{"v":0.5,"d":"0.50"},{"v":0.2,"d":"0.20"},{"v":5,"d":"5.00"},{"v":16,"d":"16.0"},10,null,null,0.15,{"v":10,"d":"10.0"},{"v":0,"d":"0.0"},0.15,null,null,{"v":236.928,"d":"236.9"},{"v":0,"d":"0.0"},{"v":86.38,"d":"86.4"},{"v":0,"d":"0.00"}]
[null,"26",1,{"v":0.5,"d":"0.50"},{"v":0.2,"d":"0.20"},{"v":5,"d":"5.00"},{"v":16,"d":"16.0"},12,null,null,0.15,{"v":10,"d":"10.0"},{"v":0,"d":"0.0"},0.15,{"v":10,"d":"10.0"},2.4,{"v":94.77120000000001,"d":"94.8"},{"v":0,"d":"0.0"},{"v":28.79333333333333,"d":"28.8"},49.36]
[null,"27",0,{"v":1.9,"d":"1.90"},{"v":0.2,"d":"0.20"},{"v":5,"d":"5.00"},{"v":18,"d":"18.0"},12,{"v":16,"d":"16.0"},4,0.15,{"v":10,"d":"10.0"},0.4,0.15,{"v":8,"d":"8.0"},2.4,{"v":0,"d":"0.0"},{"v":0,"d":"0.0"},{"v":0,"d":"0.0"},{"v":0,"d":"0.00"}]
[null,"28",0,{"v":0.472,"d":"0.47"},{"v":0.2,"d":"0.20"},{"v":5,"d":"5.00"},{"v":16,"d":"16.0"},10,null,null,0.15,{"v":10,"d":"10.0"},0.1,0.15,null,null,{"v":0,"d":"0.0"},{"v":0,"d":"0.0"},{"v":0,"d":"0.0"},{"v":0,"d":"0.00"}]
[]
[null,"求和项:kg"]
[null,"直径","汇总"]
[null,{"v":0,"d":"0.0"},0]
[null,{"v":12,"d":"12.0"},124.3872]
[null,{"v":16,"d":"16.0"},5022.873600000002]
[null,{"v":18,"d":"18.0"},239.8896]
[null,"总计",5387.150400000002]

{"sheet":"暗梁","index":6,"n_rows":47,"n_cols":19,"rows_kept":47,"flags":["formulas_cached_only"]}
[]
[]
[{"$nulls":3},"洞口",{"$nulls":3},"钢筋",null,null,"钢筋",null,null,"箍筋",null,null,"梁主筋","梁主筋","梁箍筋"]
["编号","个数","层高","墙厚","宽","高","底高","直径","长度","根数","直径","长度","根数","@","直径","高","kg","kg","kg"]
["CD-1",2,5,{"v":0.2,"d":"0.20"},{"v":2.5,"d":"2.50"},2.85,0.55,{"v":20,"d":"20.0"},3.3,6,null,2.5,null,0.15,{"v":10,"d":"10.0"},{"v":1.5999999999999999,"d":"1.6"},{"v":97.7328,"d":"97.7"},{"v":0,"d":"0.0"},{"v":97.73279999999998,"d":"97.7"}]
["CD-2",2,5,{"v":0.2,"d":"0.20"},{"v":2.4,"d":"2.40"},2.85,0.55,{"v":20,"d":"20.0"},3.2,6,null,2.4,null,0.15,{"v":10,"d":"10.0"},{"v":1.5999999999999999,"d":"1.6"},{"v":94.77120000000001,"d":"94.8"},{"v":0,"d":"0.0"},{"v":94.7712,"d":"94.8"}]
["CD-3",4,5,{"v":0.2,"d":"0.20"},2.65,2.85,0.55,{"v":20,"d":"20.0"},{"v":3.45,"d":"3.5"},6,null,{"v":2.65,"d":"2.7"},null,0.15,{"v":10,"d":"10.0"},{"v":1.5999999999999999,"d":"1.6"},{"v":204.35039999999998,"d":"204.4"},{"v":0,"d":"0.0"},{"v":204.35039999999998,"d":"204.4"}]
["CD-4",4,5,{"v":0.2,"d":"0.20"},{"v":3,"d":"3.00"},2.85,0.55,{"v":20,"d":"20.0"},3.8,6,null,{"v":3,"d":"3.0"},null,0.15,{"v":10,"d":"10.0"},{"v":1.5999999999999999,"d":"1.6"},{"v":225.08159999999998,"d":"225.1"},{"v":0,"d":"0.0"},{"v":225.08159999999995,"d":"225.1"}]
["CD-5",6,5,{"v":0.2,"d":"0.20"},{"v":0.7,"d":"0.70"},2.55,0.85,{"v":20,"d":"20.0"},1.5,3,null,0.7,null,{"v":0.1,"d":"0.10"},{"v":10,"d":"10.0"},1.6,{"v":66.636,"d":"66.6"},{"v":0,"d":"0.0"},{"v":199.908,"d":"199.9"}]
["CD-6",4,5,{"v":0.2,"d":"0.20"},{"v":1.5,"d":"1.50"},2.55,0.85,{"v":20,"d":"20.0"},2.3,3,null,1.5,null,{"v":0.1,"d":"0.10"},{"v":10,"d":"10.0"},1.6,{"v":68.11679999999998,"d":"68.1"},{"v":0,"d":"0.0"},{"v":204.3504,"d":"204.4"}]
["CD-7",2,5,{"v":0.2,"d":"0.20"},{"v":2.9,"d":"2.90"},1.75,{"v":3.2,"d":"3.20"},null,2.9,0,22,{"v":3.78,"d":"3.8"},3,{"v":0.2,"d":"0.20"},{"v":10,"d":"10.0"},{"v":0.04999999999999982,"d":"0.0"},{"v":0,"d":"0.0"},{"v":67.72883039999999,"d":"67.7"},{"v":8.946499999999991,"d":"8.9"}]
["CD-8",4,5,{"v":0.2,"d":"0.20"},{"v":0.7,"d":"0.70"},{"v":0.9,"d":"0.90"},1.75,{"v":20,"d":"20.0"},1.5,3,null,0.7,null,{"v":0.1,"d":"0.10"},{"v":10,"d":"10.0"},{"v":2.3499999999999996,"d":"2.4"},{"v":44.424,"d":"44.4"},{"v":0,"d":"0.0"},{"v":188.80199999999996,"d":"188.8"}]
["CD-9",1,5,{"v":0.2,"d":"0.20"},{"v":1.8,"d":"1.80"},2.55,0.85,{"v":20,"d":"20.0"},2.6,0,22,{"v":2.68,"d":"2.7"},3,{"v":0.1,"d":"0.10"},{"v":10,"d":"10.0"},1.6,{"v":0,"d":"0.0"},{"v":24.009691200000002,"d":"24.0"},{"v":57.7512,"d":"57.8"}]
["CD-10",2,5,{"v":0.2,"d":"0.20"},{"v":0.9,"d":"0.90"},{"v":2.9,"d":"2.90"},0.35,{"v":20,"d":"20.0"},{"v":1.7000000000000002,"d":"1.7"},3,null,0.9,null,{"v":0.1,"d":"0.10"},{"v":10,"d":"10.0"},{"v":1.75,"d":"1.8"},{"v":25.173600000000004,"d":"25.2"},{"v":0,"d":"0.0"},{"v":81.8142,"d":"81.8"}]
["CD-11",2,5,{"v":0.2,"d":"0.20"},{"v":0.8,"d":"0.80"},2.55,0.85,{"v":20,"d":"20.0"},1.6,3,null,0.8,null,{"v":0.1,"d":"0.10"},{"v":10,"d":"10.0"},1.6,{"v":23.692800000000002,"d":"23.7"},{"v":0,"d":"0.0"},{"v":71.0784,"d":"71.1"}]
["CD-12",0,5,{"v":0.2,"d":"0.20"},{"v":0.7,"d":"0.70"},1.75,0.85,{"v":20,"d":"20.0"},1.5,3,null,0.7,null,{"v":0.1,"d":"0.10"},{"v":10,"d":"10.0"},2.4,{"v":0,"d":"0.0"},{"v":0,"d":"0.0"},{"v":0,"d":"0.0"}]
["CD-13",0,5,{"v":0.2,"d":"0.20"},{"v":2.9,"d":"2.90"},1.75,2.45,{"v":20,"d":"20.0"},3.7,0,22,{"v":3.78,"d":"3.8"},3,{"v":0.1,"d":"0.10"},{"v":10,"d":"10.0"},{"v":0.7999999999999998,"d":"0.8"},{"v":0,"d":"0.0"},{"v":0,"d":"0.0"},{"v":0,"d":"0.0"}]
["CD-14",0,5,{"v":0.2,"d":"0.20"},{"v":3,"d":"3.00"},2.05,{"v":0.6,"d":"0.60"},{"v":20,"d":"20.0"},3.8,0,22,{"v":3.88,"d":"3.9"},3,{"v":0.1,"d":"0.10"},{"v":10,"d":"10.0"},{"v":2.35,"d":"2.4"},{"v":0,"d":"0.0"},{"v":0,"d":"0.0"},{"v":0,"d":"0.0"}]
["CD-15",0,5,{"v":0.2,"d":"0.20"},1.59,2.05,{"v":0.6,"d":"0.60"},{"v":20,"d":"20.0"},{"v":2.39,"d":"2.4"},3,null,{"v":1.59,"d":"1.6"},null,{"v":0.1,"d":"0.10"},{"v":10,"d":"10.0"},{"v":2.35,"d":"2.4"},{"v":0,"d":"0.0"},{"v":0,"d":"0.0"},{"v":0,"d":"0.0"}]
["CD-16",0,5,{"v":0.2,"d":"0.20"},1.35,1.75,0.85,{"v":20,"d":"20.0"},{"v":2.1500000000000004,"d":"2.2"},3,null,{"v":1.35,"d":"1.4"},null,{"v":0.1,"d":"0.10"},{"v":10,"d":"10.0"},2.4,{"v":0,"d":"0.0"},{"v":0,"d":"0.0"},{"v":0,"d":"0.0"}]
["CD-17",0,5,{"v":0.2,"d":"0.20"},1.75,1.75,0.85,{"v":20,"d":"20.0"},{"v":2.55,"d":"2.6"},3,null,{"v":1.75,"d":"1.8"},null,{"v":0.1,"d":"0.10"},{"v":10,"d":"10.0"},2.4,{"v":0,"d":"0.0"},{"v":0,"d":"0.0"},{"v":0,"d":"0.0"}]
["CD-19",0,5,{"v":0.2,"d":"0.20"},{"v":2.9,"d":"2.90"},1.75,36.33,{"v":20,"d":"20.0"},3.7,3,null,2.9,null,{"v":0.1,"d":"0.10"},{"v":10,"d":"10.0"},{"v":-33.08,"d":"-33.1"},{"v":0,"d":"0.0"},{"v":0,"d":"0.0"},{"v":0,"d":"0.0"}]
["SND-1",0,5,{"v":0.2,"d":"0.20"},{"v":1,"d":"1.00"},{"v":2.2,"d":"2.20"},0.15,{"v":20,"d":"20.0"},1.8,3,null,{"v":1,"d":"1.0"},null,{"v":0.1,"d":"0.10"},{"v":10,"d":"10.0"},{"v":2.65,"d":"2.7"},{"v":0,"d":"0.0"},{"v":0,"d":"0.0"},{"v":0,"d":"0.0"}]
["SD-1",2,5,{"v":0.2,"d":"0.20"},0.75,{"v":1.3,"d":"1.30"},0.85,{"v":20,"d":"20.0"},{"v":1.55,"d":"1.6"},3,null,{"v":0.75,"d":"0.8"},null,{"v":0.1,"d":"0.10"},{"v":10,"d":"10.0"},{"v":2.85,"d":"2.9"},{"v":22.9524,"d":"23.0"},{"v":0,"d":"0.0"},{"v":116.67470000000002,"d":"116.7"}]
["SD-4",0,5,{"v":0.2,"d":"0.20"},{"v":1,"d":"1.00"},{"v":0.6,"d":"0.60"},31.85,{"v":20,"d":"20.0"},1.8,3,null,{"v":1,"d":"1.0"},null,{"v":0.1,"d":"0.10"},{"v":10,"d":"10.0"},{"v":-27.450000000000003,"d":"-27.5"},{"v":0,"d":"0.0"},{"v":0,"d":"0.0"},{"v":0,"d":"0.0"}]
["MD-1",1,5,{"v":0.2,"d":"0.20"},{"v":1.5,"d":"1.50"},2.35,{"v":-0.5,"d":"-0.50"},{"v":20,"d":"20.0"},2.3,3,null,1.5,null,{"v":0.1,"d":"0.10"},{"v":10,"d":"10.0"},{"v":3.15,"d":"3.2"},{"v":17.029199999999996,"d":"17.0"},{"v":0,"d":"0.0"},{"v":95.07969999999997,"d":"95.1"}]
["MD-2",2,5,{"v":0.2,"d":"0.20"},{"v":1.3,"d":"1.30"},{"v":2.6,"d":"2.60"},{"v":-0.5,"d":"-0.50"},{"v":20,"d":"20.0"},2.1,3,null,1.3,null,{"v":0.1,"d":"0.10"},{"v":10,"d":"10.0"},2.9,{"v":31.0968,"d":"31.1"},{"v":0,"d":"0.0"},{"v":160.6668,"d":"160.7"}]
["MD-3",1,5,{"v":0.2,"d":"0.20"},{"v":2.4,"d":"2.40"},2.95,{"v":-0.5,"d":"-0.50"},{"v":20,"d":"20.0"},3.2,0,22,{"v":3.28,"d":"3.3"},3,{"v":0.1,"d":"0.10"},{"v":10,"d":"10.0"},{"v":2.55,"d":"2.6"},{"v":0,"d":"0.0"},{"v":29.3849952,"d":"29.4"},{"v":108.59200000000001,"d":"108.6"}]
["MD-4",2,5,{"v":0.2,"d":"0.20"},{"v":1.8,"d":"1.80"},3.05,{"v":-0.5,"d":"-0.50"},{"v":20,"d":"20.0"},2.6,6,null,1.8,null,{"v":0.1,"d":"0.10"},{"v":10,"d":"10.0"},{"v":2.45,"d":"2.5"},{"v":77.0016,"d":"77.0"},{"v":0,"d":"0.0"},{"v":170.04520000000002,"d":"170.0"}]
["MD-5",1,5,{"v":0.2,"d":"0.20"},{"v":1.8,"d":"1.80"},3.05,{"v":-0.5,"d":"-0.50"},{"v":20,"d":"20.0"},2.6,3,null,1.8,null,{"v":0.1,"d":"0.10"},{"v":10,"d":"10.0"},{"v":2.45,"d":"2.5"},{"v":19.2504,"d":"19.3"},{"v":0,"d":"0.0"},{"v":85.02260000000001,"d":"85.0"}]
["MD-6",0,5,{"v":0.2,"d":"0.20"},{"v":1.3,"d":"1.30"},{"v":2.3,"d":"2.30"},{"v":-0.5,"d":"-0.50"},{"v":20,"d":"20.0"},2.1,3,null,1.3,null,{"v":0.1,"d":"0.10"},{"v":10,"d":"10.0"},3.2,{"v":0,"d":"0.0"},{"v":0,"d":"0.0"},{"v":0,"d":"0.0"}]
["MD-7",2,5,{"v":0.2,"d":"0.20"},{"v":0.9,"d":"0.90"},2.25,{"v":-0.5,"d":"-0.50"},{"v":20,"d":"20.0"},{"v":1.7000000000000002,"d":"1.7"},3,null,0.9,null,{"v":0.1,"d":"0.10"},{"v":10,"d":"10.0"},{"v":3.25,"d":"3.3"},{"v":25.173600000000004,"d":"25.2"},{"v":0,"d":"0.0"},{"v":144.7482,"d":"144.7"}]
["MD-8",1,5,{"v":0.2,"d":"0.20"},{"v":1,"d":"1.00"},2.25,{"v":-0.5,"d":"-0.50"},{"v":20,"d":"20.0"},1.8,3,null,{"v":1,"d":"1.0"},null,{"v":0.1,"d":"0.10"},{"v":10,"d":"10.0"},{"v":3.25,"d":"3.3"},{"v":13.327200000000001,"d":"13.3"},{"v":0,"d":"0.0"},{"v":76.6314,"d":"76.6"}]
["MD-9",0,5,{"v":0.2,"d":"0.20"},{"v":2.2,"d":"2.20"},2.45,{"v":0,"d":"0.00"},{"v":20,"d":"20.0"},{"v":3,"d":"3.0"},0,22,{"v":3.08,"d":"3.1"},3,{"v":0.1,"d":"0.10"},{"v":10,"d":"10.0"},{"v":2.55,"d":"2.6"},{"v":0,"d":"0.0"},{"v":0,"d":"0.0"},{"v":0,"d":"0.0"}]
["MD-10",0,5,{"v":0.2,"d":"0.20"},{"v":1.5,"d":"1.50"},2.45,{"v":0,"d":"0.00"},{"v":20,"d":"20.0"},2.3,0,22,{"v":2.38,"d":"2.4"},3,{"v":0.1,"d":"0.10"},{"v":10,"d":"10.0"},{"v":2.55,"d":"2.6"},{"v":0,"d":"0.0"},{"v":0,"d":"0.0"},{"v":0,"d":"0.0"}]
["MD-11",0,5,{"v":0.2,"d":"0.20"},{"v":2,"d":"2.00"},2.25,{"v":0,"d":"0.00"},{"v":20,"d":"20.0"},2.8,0,22,{"v":2.88,"d":"2.9"},3,{"v":0.1,"d":"0.10"},{"v":10,"d":"10.0"},{"v":2.75,"d":"2.8"},{"v":0,"d":"0.0"},{"v":0,"d":"0.0"},{"v":0,"d":"0.0"}]
["MD-12",0,5,{"v":0.2,"d":"0.20"},{"v":1.2,"d":"1.20"},2.25,{"v":0,"d":"0.00"},{"v":20,"d":"20.0"},{"v":2,"d":"2.0"},3,null,1.2,null,{"v":0.1,"d":"0.10"},{"v":10,"d":"10.0"},{"v":2.75,"d":"2.8"},{"v":0,"d":"0.0"},{"v":0,"d":"0.0"},{"v":0,"d":"0.0"}]
["MD-13",0,5,{"v":0.2,"d":"0.20"},{"v":1,"d":"1.00"},2.25,{"v":0,"d":"0.00"},{"v":20,"d":"20.0"},1.8,3,null,{"v":1,"d":"1.0"},null,{"v":0.1,"d":"0.10"},{"v":10,"d":"10.0"},{"v":2.75,"d":"2.8"},{"v":0,"d":"0.0"},{"v":0,"d":"0.0"},{"v":0,"d":"0.0"}]
["MD-14",0,5,{"v":0.2,"d":"0.20"},{"v":0.6,"d":"0.60"},2.15,{"v":0,"d":"0.00"},{"v":20,"d":"20.0"},1.4,3,null,0.6,null,{"v":0.1,"d":"0.10"},{"v":10,"d":"10.0"},{"v":2.85,"d":"2.9"},{"v":0,"d":"0.0"},{"v":0,"d":"0.0"},{"v":0,"d":"0.0"}]
["MD-15",0,5,{"v":0.2,"d":"0.20"},{"v":3,"d":"3.00"},2.65,{"v":0,"d":"0.00"},{"v":20,"d":"20.0"},3.8,0,22,{"v":3.88,"d":"3.9"},3,{"v":0.1,"d":"0.10"},{"v":10,"d":"10.0"},{"v":2.35,"d":"2.4"},{"v":0,"d":"0.0"},{"v":0,"d":"0.0"},{"v":0,"d":"0.0"}]
["MD-16",0,5,{"v":0.2,"d":"0.20"},{"v":0.9,"d":"0.90"},2.25,{"v":0,"d":"0.00"},{"v":20,"d":"20.0"},{"v":1.7000000000000002,"d":"1.7"},3,null,0.9,null,{"v":0.1,"d":"0.10"},{"v":10,"d":"10.0"},{"v":2.75,"d":"2.8"},{"v":0,"d":"0.0"},{"v":0,"d":"0.0"},{"v":0,"d":"0.0"}]
["MD-17",0,5,{"v":0.2,"d":"0.20"},{"v":0.8,"d":"0.80"},2.65,{"v":0,"d":"0.00"},{"v":20,"d":"20.0"},1.6,3,null,0.8,null,{"v":0.1,"d":"0.10"},{"v":10,"d":"10.0"},{"v":2.35,"d":"2.4"},{"v":0,"d":"0.0"},{"v":0,"d":"0.0"},{"v":0,"d":"0.0"}]
["MD-18",0,5,{"v":0.2,"d":"0.20"},{"v":1,"d":"1.00"},2.25,35.43,{"v":20,"d":"20.0"},1.8,3,null,{"v":1,"d":"1.0"},null,{"v":0.1,"d":"0.10"},{"v":10,"d":"10.0"},{"v":-32.68,"d":"-32.7"},{"v":0,"d":"0.0"},{"v":0,"d":"0.0"},{"v":0,"d":"0.0"}]
["MD-19",0,5,{"v":0.2,"d":"0.20"},{"v":1.2,"d":"1.20"},2.25,35.43,{"v":20,"d":"20.0"},{"v":2,"d":"2.0"},3,null,1.2,null,{"v":0.1,"d":"0.10"},{"v":10,"d":"10.0"},{"v":-32.68,"d":"-32.7"},{"v":0,"d":"0.0"},{"v":0,"d":"0.0"},{"v":0,"d":"0.0"}]
["MD-20",2,5,{"v":0.2,"d":"0.20"},{"v":0.7,"d":"0.70"},2.25,-0.05,{"v":20,"d":"20.0"},1.5,3,null,0.7,null,{"v":0.1,"d":"0.10"},{"v":10,"d":"10.0"},2.8,{"v":22.212,"d":"22.2"},{"v":0,"d":"0.0"},{"v":111.05999999999999,"d":"111.1"}]
["MD-21",2,5,{"v":0.2,"d":"0.20"},{"v":0.9,"d":"0.90"},3.05,-0.05,{"v":20,"d":"20.0"},{"v":1.7000000000000002,"d":"1.7"},3,null,0.9,null,{"v":0.1,"d":"0.10"},{"v":10,"d":"10.0"},{"v":2,"d":"2.0"},{"v":25.173600000000004,"d":"25.2"},{"v":0,"d":"0.0"},{"v":92.30320000000002,"d":"92.3"}]
[{"$nulls":16},{"v":1103.196,"d":"1103.2"},{"v":121.1235168,"d":"121.1"},{"v":2595.4105,"d":"2595.4"}]

{"sheet":"单跨框架梁钢筋","index":7,"n_rows":20,"n_cols":47,"rows_kept":20,"merged":[[1,9,1,12],[1,13,1,16],[1,17,1,19],[1,29,1,31],[1,32,1,34]],"flags":["formulas_cached_only"]}
[{"$nulls":15},"梁钢筋量计算表"]
["序号","名称","数",null,null,"构件尺寸",null,null,"脚手架","箍筋1",{"$nulls":3},"箍筋2",{"$nulls":3},"通长筋",{"$nulls":3},"腰筋",null,null,"吊筋",null,"左\\右支座负筋",null,null,"底筋1",null,null,"底筋2",null,null,"梁","梁底面","梁侧面","脚手架","通长筋总重","腰筋","吊筋","左\\右支座负筋","底筋1总重","底筋2总重","箍筋1重","箍筋2重"]
[null,null,"量","构件长m","宽","高","保护层m","柱宽","高","长","直径","间距m","加密根","长","直径","间距m","加密根","根数","直径","加长","根数","直径","长","根数","直径","长","根数","直径","长","根数","直径","加长","根数","直径","加长","砼量","面积","面积","M2","㎏","kg","kg","㎏","㎏","㎏","kg","kg"]
["1","KL2-8a",4,{"v":4.2,"d":"4.20"},{"v":0.4,"d":"0.40"},{"v":0.7,"d":"0.70"},0.025,{"v":0.5,"d":"0.50"},{"v":0,"d":"0.00"},{"v":3.8666666666666663,"d":"3.87"},{"v":10,"d":"10.00"},{"v":0.1,"d":"0.10"},{"v":0,"d":"0.00"},{"v":1,"d":"1.00"},10,{"v":0.4,"d":"0.40"},0,4,22,0.33,4,18,{"v":4.2,"d":"4.20"},{"$nulls":3},0,22,2.205,4,22,0.77,0,0,{"v":0,"d":"0.00"},{"v":4.144,"d":"4.14"},{"v":5.920000000000001,"d":"5.92"},20.72,{"v":0,"d":"0.00"},{"v":214.05655040000002,"d":"214.06"},{"v":134.338176,"d":"134.34"},{"v":0,"d":"0.00"},{"v":0,"d":"0.00"},{"v":235.0799616,"d":"235.08"},{"v":0,"d":"0.00"},{"v":1603.2127999999998,"d":"1603.21"},{"v":103.656,"d":"103.7"}]
["2","KL2-8",3,{"v":5.1,"d":"5.10"},{"v":0.4,"d":"0.40"},{"v":0.7,"d":"0.70"},0.025,{"v":0.5,"d":"0.50"},{"v":0,"d":"0.00"},{"v":3.8666666666666663,"d":"3.87"},{"v":10,"d":"10.00"},{"v":0.1,"d":"0.10"},{"v":0,"d":"0.00"},{"v":1,"d":"1.00"},10,{"v":0.4,"d":"0.40"},0,4,22,0.77,4,18,{"v":5.1,"d":"5.10"},{"$nulls":3},0,22,2.5050000000000003,4,22,0.77,0,0,{"v":0,"d":"0.00"},{"v":3.8639999999999994,"d":"3.86"},5.52,19.32,{"v":0,"d":"0.00"},{"v":208.5617952,"d":"208.56"},{"v":122.343696,"d":"122.34"},{"v":0,"d":"0.00"},{"v":0,"d":"0.00"},{"v":208.5617952,"d":"208.56"},{"v":0,"d":"0.00"},{"v":1095.0515999999998,"d":"1095.05"},{"v":70.80075,"d":"70.8"}]
["3","KL2-2",2,{"v":6.6,"d":"6.60"},{"v":0.4,"d":"0.40"},{"v":0.6,"d":"0.60"},0.025,{"v":0,"d":"0.00"},{"v":0,"d":"0.00"},{"v":3.466666666666667,"d":"3.47"},{"v":10,"d":"10.00"},{"v":0.1,"d":"0.10"},{"v":0,"d":"0.00"},{"v":1,"d":"1.00"},10,{"v":0.4,"d":"0.40"},0,4,22,0.77,4,18,{"v":6.6,"d":"6.60"},2,22,2.4,0,22,2.505,4,22,0.77,0,0,{"v":0,"d":"0.00"},{"v":3.168,"d":"3.17"},5.28,{"v":15.839999999999998,"d":"15.84"},{"v":0,"d":"0.00"},{"v":174.8765568,"d":"174.88"},{"v":105.55142400000001,"d":"105.55"},{"v":28.668287999999997,"d":"28.67"},{"v":0,"d":"0.00"},{"v":174.8765568,"d":"174.88"},{"v":0,"d":"0.00"},{"v":564.6783999999999,"d":"564.68"},{"v":40.72199999999999,"d":"40.7"}]
["4","KL2-13",2,{"v":3.4,"d":"3.40"},{"v":0.2,"d":"0.20"},{"v":0.9,"d":"0.90"},0.025,{"v":0.5,"d":"0.50"},{"v":0,"d":"0.00"},{"v":4.133333333333334,"d":"4.13"},{"v":10,"d":"10.00"},{"v":0.1,"d":"0.10"},{"v":0,"d":"0.00"},{"v":1,"d":"1.00"},10,{"v":0.4,"d":"0.40"},0,6,22,0.77,0,18,{"v":3.4,"d":"3.40"},{"$nulls":3},0,22,1.9383333333333335,6,20,{"v":0.7,"d":"0.70"},0,0,{"v":0,"d":"0.00"},{"v":1.044,"d":"1.04"},1.16,10.44,{"v":0,"d":"0.00"},{"v":147.6416832,"d":"147.64"},{"v":0,"d":"0.00"},{"v":0,"d":"0.00"},{"v":0,"d":"0.00"},{"v":119.94479999999999,"d":"119.94"},{"v":0,"d":"0.00"},{"v":346.83626666666675,"d":"346.84"},{"v":20.978,"d":"21.0"}]
["5","KL2-9",2,{"v":5.1,"d":"5.10"},{"v":0.4,"d":"0.40"},{"v":0.9,"d":"0.90"},0.025,0.65,{"v":0,"d":"0.00"},{"v":4.666666666666667,"d":"4.67"},{"v":10,"d":"10.00"},{"v":0.1,"d":"0.10"},{"v":0,"d":"0.00"},{"v":1,"d":"1.00"},10,{"v":0.4,"d":"0.40"},0,5,22,0.77,4,18,{"v":5.1,"d":"5.10"},{"$nulls":3},0,22,2.6550000000000002,5,22,0.77,0,0,{"v":0,"d":"0.00"},{"v":3.2039999999999997,"d":"3.20"},{"v":3.5599999999999996,"d":"3.56"},16.02,{"v":0,"d":"0.00"},{"v":173.80149600000001,"d":"173.80"},{"v":81.56246399999999,"d":"81.56"},{"v":0,"d":"0.00"},{"v":0,"d":"0.00"},{"v":173.80149600000001,"d":"173.80"},{"v":0,"d":"0.00"},{"v":587.3839999999999,"d":"587.38"},{"v":31.466999999999995,"d":"31.5"}]
["6","KL2-9",2,4.75,{"v":0.4,"d":"0.40"},{"v":0.8,"d":"0.80"},0.025,0.65,{"v":0,"d":"0.00"},{"v":4.266666666666667,"d":"4.27"},{"v":10,"d":"10.00"},{"v":0.1,"d":"0.10"},{"v":0,"d":"0.00"},{"v":1,"d":"1.00"},10,{"v":0.4,"d":"0.40"},0,5,22,0.77,4,18,4.75,2,22,2.4,0,22,2.5383333333333336,5,22,0.77,4,20,{"v":0.7,"d":"0.70"},{"v":2.624,"d":"2.62"},3.28,13.12,{"v":0,"d":"0.00"},{"v":163.34951600000002,"d":"163.35"},{"v":75.96504,"d":"75.97"},{"v":28.668287999999997,"d":"28.67"},{"v":0,"d":"0.00"},{"v":163.34951600000002,"d":"163.35"},{"v":106.6176,"d":"106.62"},{"v":500.18133333333327,"d":"500.18"},{"v":29.3075,"d":"29.3"}]
["7","KL2-12",2,{"v":1.2,"d":"1.20"},{"v":0.2,"d":"0.20"},0.45,0.025,{"v":0,"d":"0.00"},{"v":0,"d":"0.00"},{"v":2.3333333333333335,"d":"2.33"},{"v":10,"d":"10.00"},{"v":0.1,"d":"0.10"},{"v":0,"d":"0.00"},{"v":1,"d":"1.00"},10,{"v":0.4,"d":"0.40"},0,3,20,{"v":0.7,"d":"0.70"},0,18,{"v":1.2,"d":"1.20"},{"$nulls":3},0,22,0.705,3,16,0.56,0,0,{"v":0,"d":"0.00"},{"v":0.216,"d":"0.22"},0.48,2.16,{"v":0,"d":"0.00"},{"v":27.3948,"d":"27.39"},{"v":0,"d":"0.00"},{"v":0,"d":"0.00"},{"v":0,"d":"0.00"},{"v":16.2058752,"d":"16.21"},{"v":0,"d":"0.00"},{"v":69.10399999999998,"d":"69.10"},{"v":7.403999999999999,"d":"7.4"}]
["8","KL2-13",2,{"v":1.2,"d":"1.20"},{"v":0.2,"d":"0.20"},0.45,0.025,{"v":0,"d":"0.00"},{"v":0,"d":"0.00"},{"v":2.3333333333333335,"d":"2.33"},{"v":10,"d":"10.00"},{"v":0.1,"d":"0.10"},{"v":0,"d":"0.00"},{"v":1,"d":"1.00"},10,{"v":0.4,"d":"0.40"},0,5,22,0.77,0,18,{"v":1.2,"d":"1.20"},{"$nulls":3},0,22,0.705,3,16,0.56,0,0,{"v":0,"d":"0.00"},{"v":0.216,"d":"0.22"},0.48,2.16,{"v":0,"d":"0.00"},{"v":57.336575999999994,"d":"57.34"},{"v":0,"d":"0.00"},{"v":0,"d":"0.00"},{"v":0,"d":"0.00"},{"v":16.2058752,"d":"16.21"},{"v":0,"d":"0.00"},{"v":69.10399999999998,"d":"69.10"},{"v":7.403999999999999,"d":"7.4"}]
["9","KL2-11",4,{"v":2,"d":"2.00"},{"v":0.2,"d":"0.20"},0.45,0.025,{"v":0,"d":"0.00"},{"v":0,"d":"0.00"},{"v":2.3333333333333335,"d":"2.33"},{"v":10,"d":"10.00"},{"v":0.1,"d":"0.10"},{"v":0,"d":"0.00"},{"v":1,"d":"1.00"},10,{"v":0.4,"d":"0.40"},0,6,20,{"v":0.7,"d":"0.70"},0,18,{"v":2,"d":"2.00"},{"$nulls":3},0,22,0.9716666666666667,3,18,0.63,0,0,{"v":0,"d":"0.00"},{"v":0.7200000000000001,"d":"0.72"},{"v":1.6,"d":"1.60"},{"v":7.2,"d":"7.20"},{"v":0,"d":"0.00"},{"v":156.96479999999997,"d":"156.96"},{"v":0,"d":"0.00"},{"v":0,"d":"0.00"},{"v":0,"d":"0.00"},{"v":61.891516800000005,"d":"61.89"},{"v":0,"d":"0.00"},{"v":460.6933333333334,"d":"460.69"},{"v":49.36,"d":"49.4"}]
["10","KL2-10",2,{"v":2.4,"d":"2.40"},{"v":0.2,"d":"0.20"},{"v":0.5,"d":"0.50"},0.025,{"v":0,"d":"0.00"},{"v":0,"d":"0.00"},{"v":2.533333333333333,"d":"2.53"},{"v":10,"d":"10.00"},{"v":0.1,"d":"0.10"},{"v":0,"d":"0.00"},{"v":1,"d":"1.00"},10,{"v":0.4,"d":"0.40"},0,6,22,0.77,0,18,{"v":2.4,"d":"2.40"},{"$nulls":3},0,22,1.105,3,18,0.63,0,0,{"v":0,"d":"0.00"},0.48,0.96,{"v":4.8,"d":"4.80"},{"v":0,"d":"0.00"},{"v":111.8063232,"d":"111.81"},{"v":0,"d":"0.00"},{"v":0,"d":"0.00"},{"v":0,"d":"0.00"},{"v":35.7435504,"d":"35.74"},{"v":0,"d":"0.00"},{"v":150.0544,"d":"150.05"},{"v":14.807999999999998,"d":"14.8"}]
["11","KL2-7",3,{"v":2.7,"d":"2.70"},{"v":0.4,"d":"0.40"},{"v":0.5,"d":"0.50"},0.025,{"v":0,"d":"0.00"},{"v":0,"d":"0.00"},{"v":3.0666666666666664,"d":"3.07"},{"v":10,"d":"10.00"},{"v":0.1,"d":"0.10"},{"v":0,"d":"0.00"},{"v":1,"d":"1.00"},10,{"v":0.4,"d":"0.40"},0,2,22,0.77,0,18,{"v":2.7,"d":"2.70"},{"$nulls":3},0,22,1.205,0,22,0.77,0,0,{"v":0,"d":"0.00"},1.62,3.24,{"v":8.100000000000001,"d":"8.10"},{"v":0,"d":"0.00"},{"v":61.27846560000001,"d":"61.28"},{"v":0,"d":"0.00"},{"v":0,"d":"0.00"},{"v":0,"d":"0.00"},{"v":0,"d":"0.00"},{"v":0,"d":"0.00"},{"v":459.7883999999999,"d":"459.79"},{"v":37.48275,"d":"37.5"}]
["12","KL2-14",3,1.73,{"v":0.2,"d":"0.20"},0.45,0.025,{"v":0,"d":"0.00"},{"v":0,"d":"0.00"},{"v":2.3333333333333335,"d":"2.33"},{"v":10,"d":"10.00"},{"v":0.1,"d":"0.10"},{"v":0,"d":"0.00"},{"v":1,"d":"1.00"},10,{"v":0.4,"d":"0.40"},0,3,16,0.56,0,18,1.73,{"$nulls":3},0,22,0.8816666666666666,3,16,0.56,0,0,{"v":0,"d":"0.00"},{"v":0.4671,"d":"0.47"},{"v":1.038,"d":"1.04"},{"v":4.670999999999999,"d":"4.67"},{"v":0,"d":"0.00"},{"v":31.8431232,"d":"31.84"},{"v":0,"d":"0.00"},{"v":0,"d":"0.00"},{"v":0,"d":"0.00"},{"v":31.8431232,"d":"31.84"},{"v":0,"d":"0.00"},{"v":224.15609999999995,"d":"224.16"},{"v":24.016724999999994,"d":"24.0"}]
["12","xl-2",2,{"v":2.9,"d":"2.90"},{"v":0.2,"d":"0.20"},{"v":0.3,"d":"0.30"},0.025,{"v":0,"d":"0.00"},{"v":0,"d":"0.00"},{"v":1,"d":"1.00"},{"v":6.5,"d":"6.50"},0.15,{"v":0,"d":"0.00"},{"v":0,"d":"0.00"},10,{"v":0.4,"d":"0.40"},0,2,12,0.42,0,18,{"v":2.9,"d":"2.90"},{"$nulls":3},0,22,1.2716666666666667,3,18,0.63,0,0,{"v":0,"d":"0.00"},{"v":0.348,"d":"0.35"},1.16,3.48,{"v":0,"d":"0.00"},{"v":11.6213184,"d":"11.62"},{"v":0,"d":"0.00"},{"v":0,"d":"0.00"},{"v":0,"d":"0.00"},{"v":41.7407904,"d":"41.74"},{"v":0,"d":"0.00"},{"v":20.159446666666664,"d":"20.16"},{"v":0,"d":"0.0"}]
["13","xl-1",4,{"v":2.4,"d":"2.40"},{"v":0.2,"d":"0.20"},{"v":0.3,"d":"0.30"},0.025,{"v":0,"d":"0.00"},{"v":0,"d":"0.00"},{"v":1,"d":"1.00"},{"v":6.5,"d":"6.50"},0.15,{"v":0,"d":"0.00"},{"v":0,"d":"0.00"},10,{"v":0.4,"d":"0.40"},0,2,12,0.42,0,18,{"v":2.4,"d":"2.40"},{"$nulls":3},0,22,1.105,3,18,0.63,0,0,{"v":0,"d":"0.00"},{"v":0.576,"d":"0.58"},1.92,5.76,{"v":0,"d":"0.00"},{"v":19.6887168,"d":"19.69"},{"v":0,"d":"0.00"},{"v":0,"d":"0.00"},{"v":0,"d":"0.00"},{"v":71.4871008,"d":"71.49"},{"v":0,"d":"0.00"},{"v":66.73472,"d":"66.73"},{"v":0,"d":"0.0"}]
["14","xl-5",2,{"v":29.7,"d":"29.70"},{"v":0.2,"d":"0.20"},{"v":0.5,"d":"0.50"},0.025,{"v":0,"d":"0.00"},{"v":0,"d":"0.00"},{"v":1.4,"d":"1.40"},{"v":8,"d":"8.00"},{"v":0.2,"d":"0.20"},{"v":0,"d":"0.00"},{"v":0,"d":"0.00"},10,{"v":0.4,"d":"0.40"},0,3,16,0.56,0,18,{"v":29.7,"d":"29.70"},{"$nulls":3},0,22,10.205,3,16,0.56,0,0,{"v":0,"d":"0.00"},5.94,11.88,{"v":59.4,"d":"59.40"},{"v":0,"d":"0.00"},{"v":286.30379519999997,"d":"286.30"},{"v":0,"d":"0.00"},{"v":0,"d":"0.00"},{"v":0,"d":"0.00"},{"v":286.30379519999997,"d":"286.30"},{"v":0,"d":"0.00"},{"v":328.382208,"d":"328.38"},{"v":0,"d":"0.0"}]
["15","ll-2",4,{"v":4,"d":"4.00"},{"v":0.2,"d":"0.20"},{"v":0.5,"d":"0.50"},0.025,{"v":0,"d":"0.00"},{"v":0,"d":"0.00"},{"v":1.4,"d":"1.40"},{"v":8,"d":"8.00"},{"v":0.2,"d":"0.20"},{"v":0,"d":"0.00"},{"v":0,"d":"0.00"},10,{"v":0.4,"d":"0.40"},0,3,16,0.56,0,18,{"v":4,"d":"4.00"},{"$nulls":3},0,22,1.6383333333333334,3,16,0.56,0,0,{"v":0,"d":"0.00"},{"v":1.6,"d":"1.60"},{"v":3.2,"d":"3.20"},{"v":16,"d":"16.00"},{"v":0,"d":"0.00"},{"v":85.4836224,"d":"85.48"},{"v":0,"d":"0.00"},{"v":0,"d":"0.00"},{"v":0,"d":"0.00"},{"v":85.4836224,"d":"85.48"},{"v":0,"d":"0.00"},{"v":176.90624,"d":"176.91"},{"v":0,"d":"0.0"}]
[{"$nulls":35},{"v":30.2311,"d":"30.23"},{"$nulls":3},{"v":1932.0091384000002,"d":"1932.01"},{"v":519.7608,"d":"519.76"},{"v":57.336575999999994,"d":"57.34"},null,{"v":1722.5193752000002,"d":"1722.52"},{"v":106.6176,"d":"106.62"},{"v":6722.427248000001,"d":"6722.43"},{"v":437.406725,"d":"437.4"}]

{"sheet":"双跨框架梁钢筋","index":8,"n_rows":8,"n_cols":67,"rows_kept":8,"merged":[[1,10,1,13],[1,14,1,17],[1,18,1,20],[1,24,1,26],[1,44,1,46],[1,47,1,49]],"flags":["formulas_cached_only"]}
[{"$nulls":15},"梁钢筋量计算表"]
["序号","名称","数",null,null,"构件尺寸",{"$nulls":3},"脚手架","箍筋1",{"$nulls":3},"箍筋2",{"$nulls":3},"通长筋",{"$nulls":3},"腰筋",null,"架立筋",null,null,"左支座负筋",null,null,"右支座负筋",null,null,"中间支座负筋2",{"$nulls":5},"吊筋",null,null,"附加箍筋",null,"底筋1",null,null,"底筋2",null,null,"梁","梁底面","梁侧面","垫层","脚手架","通长筋","腰筋总重","架立筋总重","左支座负筋","右支座负筋","中2支座","吊筋","附加箍筋","底筋1总重","底筋2总重","箍筋1重","箍筋2重"]
[null,null,"量","构件长m","宽","高","保护层m","柱宽","跨数","高","长","直径","间距m","加密根","长","直径","间距m","加密根","根数","直径","加长","根数","直径","加长","根数","直径","加长","根数","直径","长","根数","直径","长","左跨","右跨","根数","直径","长","根数","直径","加长","根数","直径","加长","根数","直径","加长","根数","直径","加长","砼量","面积","面积","砼量","M2","㎏","㎏","㎏","㎏","㎏","负筋㎏","㎏","㎏","㎏","㎏","kg","kg"]
["1","KL2-7",2,5.45,{"v":0.4,"d":"0.40"},{"v":0.7,"d":"0.70"},0.025,{"v":0.6,"d":"0.60"},2,{"v":0,"d":"0.00"},{"v":1.9666666666666666,"d":"1.97"},{"v":10,"d":"10.00"},{"v":0.1,"d":"0.10"},{"v":0,"d":"0.00"},{"v":1,"d":"1.00"},10,{"v":0.4,"d":"0.40"},0,4,22,0.77,4,18,{"v":0.4,"d":"0.40"},2,22,0.4,2,22,{"v":1.2049999999999998,"d":"1.21"},2,22,{"v":2.305,"d":"2.31"},0.9,4.2,2,22,1.875,{"$nulls":6},4,22,0.77,0,0,{"v":0,"d":"0.00"},{"v":2.716,"d":"2.72"},{"v":3.880000000000001,"d":"3.88"},13.58,{"v":3.9240000000000004,"d":"3.92"},{"v":0,"d":"0.00"},{"v":147.4027808,"d":"147"},{"v":6.397056,"d":"6"},{"v":25.084751999999998,"d":"25"},{"v":14.393869599999999,"d":"14"},{"v":27.533501600000005,"d":"28"},{"v":22.397100000000002,"d":"22"},0,0,{"v":147.4027808,"d":"147"},0,{"v":264.52846666666665,"d":"265"},{"v":33.6265,"d":"34"}]
["2","KL2-4",2,{"v":6.1,"d":"6.10"},{"v":0.4,"d":"0.40"},{"v":0.7,"d":"0.70"},0.025,{"v":0.5,"d":"0.50"},2,{"v":0,"d":"0.00"},{"v":1.9666666666666666,"d":"1.97"},{"v":10,"d":"10.00"},{"v":0.1,"d":"0.10"},{"v":0,"d":"0.00"},{"v":1,"d":"1.00"},10,{"v":0.4,"d":"0.40"},0,4,22,0.77,4,18,{"v":0.4,"d":"0.40"},2,22,0.4,2,22,{"v":2.005,"d":"2.01"},2,22,{"v":1.8050000000000002,"d":"1.81"},3.6,3,2,22,2.15,{"$nulls":6},4,22,0.77,0,0,{"v":0,"d":"0.00"},{"v":3.1359999999999997,"d":"3.14"},{"v":4.4799999999999995,"d":"4.48"},{"v":15.679999999999998,"d":"15.68"},3.66,{"v":0,"d":"0.00"},{"v":162.9314368,"d":"163"},{"v":6.397056,"d":"6"},{"v":31.057312000000003,"d":"31"},{"v":23.9499656,"d":"24"},{"v":21.560941600000003,"d":"22"},{"v":25.682008,"d":"26"},0,0,{"v":162.9314368,"d":"163"},0,{"v":296.0777333333333,"d":"296"},{"v":37.63699999999999,"d":"38"}]
["3","KL2-7",5,{"v":7.2,"d":"7.20"},{"v":0.4,"d":"0.40"},{"v":0.7,"d":"0.70"},0.025,{"v":0.5,"d":"0.50"},2,{"v":0,"d":"0.00"},{"v":1.9666666666666666,"d":"1.97"},{"v":10,"d":"10.00"},{"v":0.1,"d":"0.10"},{"v":0,"d":"0.00"},{"v":1,"d":"1.00"},10,{"v":0.4,"d":"0.40"},0,4,22,0.77,4,18,{"v":0.4,"d":"0.40"},2,22,0.4,2,22,{"v":2.205,"d":"2.21"},2,22,{"v":2.0883333333333334,"d":"2.09"},4.2,3.85,2,22,2.5125,2,22,2.4,{"$nulls":3},4,22,0.77,0,0,{"v":0,"d":"0.00"},{"v":9.379999999999999,"d":"9.38"},{"v":13.4,"d":"13.40"},{"v":46.89999999999999,"d":"46.90"},{"v":10.800000000000002,"d":"10.80"},{"v":0,"d":"0.00"},{"v":473.026752,"d":"473"},{"v":15.99264,"d":"16"},{"v":92.07696666666666,"d":"92"},{"v":65.847474,"d":"66"},{"v":62.36348066666666,"d":"62"},{"v":75.030285,"d":"75"},{"v":71.67071999999999,"d":"72"},0,{"v":473.026752,"d":"473"},0,{"v":2184.1800000000003,"d":"2184"},{"v":277.65,"d":"278"}]
["4","KL2-14",5,{"v":7.2,"d":"7.20"},{"v":0.4,"d":"0.40"},{"v":0.7,"d":"0.70"},0.025,{"v":0.5,"d":"0.50"},2,{"v":0,"d":"0.00"},{"v":1.9666666666666666,"d":"1.97"},{"v":10,"d":"10.00"},{"v":0.1,"d":"0.10"},{"v":0,"d":"0.00"},{"v":1,"d":"1.00"},10,{"v":0.4,"d":"0.40"},0,6,20,{"v":0.7,"d":"0.70"},0,18,{"v":0.4,"d":"0.40"},2,20,0.4,2,20,{"v":1.975,"d":"1.98"},2,20,{"v":1.7750000000000001,"d":"1.78"},3.6,3,2,22,2.15,{"$nulls":6},6,20,{"v":0.7,"d":"0.70"},0,0,{"v":0,"d":"0.00"},{"v":9.379999999999999,"d":"9.38"},{"v":13.4,"d":"13.40"},{"v":46.89999999999999,"d":"46.90"},{"v":10.800000000000002,"d":"10.80"},{"v":0,"d":"0.00"},{"v":581.214,"d":"581"},0,{"v":64.168,"d":"64"},{"v":48.742999999999995,"d":"49"},{"v":43.807,"d":"44"},{"v":64.20502,"d":"64"},0,0,{"v":581.214,"d":"581"},0,{"v":2184.1800000000003,"d":"2184"},{"v":277.65,"d":"278"}]
[{"$nulls":50},{"v":24.612,"d":"24.61"},{"$nulls":4},{"v":1364.5749696,"d":"1365"},{"v":28.786752,"d":"29"},{"v":212.38703066666667,"d":"212"},{"v":152.9343092,"d":"153"},{"v":155.26492386666666,"d":"155"},{"v":187.314413,"d":"187"},{"v":71.67071999999999,"d":"72"},null,{"v":1364.5749696,"d":"1365"},null,{"v":4928.966200000001,"d":"4929"},{"v":626.5635,"d":"627"}]

{"sheet":"四跨框架梁钢筋","index":9,"n_rows":7,"n_cols":77,"rows_kept":7,"merged":[[1,10,1,13],[1,14,1,17],[1,18,1,20],[1,24,1,26],[1,52,1,54],[1,55,1,57]],"flags":["formulas_cached_only"]}
[{"$nulls":15},"梁钢筋量计算表"]
["序号","名称","数",null,null,"构件尺寸",{"$nulls":3},"脚手架","箍筋1",{"$nulls":3},"箍筋2",{"$nulls":3},"通长筋",{"$nulls":3},"腰筋",null,"架立筋",null,null,"左支座负筋",null,null,"右支座负筋",null,null,"中间支座负筋2",{"$nulls":3},"中间支座负筋3",{"$nulls":3},"中间支座负筋4",{"$nulls":5},"吊筋",null,null,"附加箍筋",null,"底筋1",null,null,"底筋2",null,null,"梁","梁底面","梁侧面","垫层","脚手架","通长筋","腰筋总重","架立筋总重","左支座负筋","右支座负筋","中2支座","中3支座","中4支座","吊筋","附加箍筋","底筋1总重","底筋2总重","箍筋1重","箍筋2重"]
[null,null,"量","构件长m","宽","高","保护层m","柱宽","跨数","高","长","直径","间距m","加密根","长","直径","间距m","加密根","根数","直径","加长","根数","直径","长","根数","直径","加长","根数","直径","长","根数","直径","长","左跨","根数","直径","长","左跨","根数","直径","长","左跨","右跨","根数","直径","长","根数","直径","长","根数","直径","加长","根数","直径","加长","根数","直径","加长","砼量","面积","面积","砼量","M2","㎏","㎏","㎏","㎏","㎏","负筋㎏","负筋㎏","负筋㎏","㎏","㎏","㎏","㎏","kg","kg"]
["1","KL2-14",2,{"v":15.4,"d":"15.40"},{"v":0.4,"d":"0.40"},0.45,0.025,{"v":0.5,"d":"0.50"},4,{"v":0,"d":"0.00"},{"v":2.8666666666666667,"d":"2.87"},{"v":10,"d":"10.00"},{"v":0.1,"d":"0.10"},0,{"v":1,"d":"1.00"},10,{"v":0.4,"d":"0.40"},0,6,20,{"v":0.3,"d":"0.30"},null,null,{"v":15.4,"d":"15.40"},2,20,0.8,2,20,{"v":1.875,"d":"1.88"},2,20,{"v":1.875,"d":"1.88"},3.3,2,20,2.525,4.8,2,20,2.9,4.8,3.3,2,22,2.525,{"$nulls":6},6,20,{"v":0.7,"d":"0.70"},0,0,{"v":0,"d":"0.00"},{"v":5.0040000000000004,"d":"5.00"},{"v":11.120000000000001,"d":"11.12"},25.02,{"v":9.240000000000002,"d":"9.24"},{"v":0,"d":"0.00"},{"v":463.4904,"d":"463"},0,{"v":61.2064,"d":"61"},{"v":18.51,"d":"19"},{"v":18.51,"d":"19"},{"v":24.9268,"d":"25"},{"v":28.628800000000002,"d":"29"},{"v":30.161427999999997,"d":"30"},0,0,{"v":475.3368000000001,"d":"475"},0,{"v":1089.5397333333335,"d":"1090"},{"v":95.018,"d":"95"}]
["2","KL2-6",1,{"v":13,"d":"13.00"},{"v":0.4,"d":"0.40"},{"v":0.6,"d":"0.60"},0.025,{"v":0.5,"d":"0.50"},4,{"v":0,"d":"0.00"},{"v":3.466666666666667,"d":"3.47"},{"v":10,"d":"10.00"},{"v":0.1,"d":"0.10"},0,{"v":1,"d":"1.00"},10,{"v":0.4,"d":"0.40"},0,4,22,0.33,{"v":4,"d":"4.00"},{"v":18,"d":"18.00"},{"v":13,"d":"13.00"},2,22,0.8,2,22,{"v":1.8050000000000002,"d":"1.81"},2,22,{"v":1.8050000000000002,"d":"1.81"},3,2,22,2.15,3.6,2,22,2.3,3.6,3,2,22,2.15,{"$nulls":6},4,22,0.77,0,0,{"v":0,"d":"0.00"},{"v":2.7600000000000002,"d":"2.76"},{"v":4.6000000000000005,"d":"4.60"},{"v":13.799999999999999,"d":"13.80"},{"v":3.9000000000000004,"d":"3.90"},{"v":0,"d":"0.00"},{"v":158.6311936,"d":"159"},{"v":103.95216,"d":"104"},{"v":31.057312000000003,"d":"31"},{"v":10.780470800000002,"d":"11"},{"v":10.780470800000002,"d":"11"},{"v":12.841004,"d":"13"},{"v":13.736887999999999,"d":"14"},{"v":12.841004,"d":"13"},0,0,{"v":163.8870464,"d":"164"},0,{"v":278.0613333333334,"d":"278"},{"v":20.052500000000002,"d":"20"}]
["3","KL2-3",1,{"v":14,"d":"14.00"},{"v":0.4,"d":"0.40"},{"v":0.6,"d":"0.60"},0.025,{"v":0.4,"d":"0.40"},4,{"v":0,"d":"0.00"},{"v":3.466666666666667,"d":"3.47"},{"v":10,"d":"10.00"},{"v":0.1,"d":"0.10"},0,{"v":1,"d":"1.00"},10,{"v":0.4,"d":"0.40"},0,4,22,0.33,{"v":4,"d":"4.00"},{"v":18,"d":"18.00"},{"v":14,"d":"14.00"},2,22,0.8,2,22,{"v":1.705,"d":"1.71"},2,22,{"v":1.705,"d":"1.71"},3,2,22,2.05,3.6,2,22,2.2,3.6,3,2,22,2.05,{"$nulls":6},4,22,0.77,0,0,{"v":0,"d":"0.00"},{"v":3.0720000000000005,"d":"3.07"},{"v":5.120000000000001,"d":"5.12"},15.36,{"v":3.3600000000000008,"d":"3.36"},{"v":0,"d":"0.00"},{"v":170.5763136,"d":"171"},{"v":111.94848,"d":"112"},{"v":31.057312000000003,"d":"31"},{"v":10.1832148,"d":"10"},{"v":10.1832148,"d":"10"},{"v":12.243748,"d":"12"},{"v":13.139632000000002,"d":"13"},{"v":12.243748,"d":"12"},0,0,{"v":175.8321664,"d":"176"},0,{"v":299.4506666666667,"d":"299"},{"v":21.595,"d":"22"}]
[{"$nulls":75},{"v":1667.0517333333335,"d":"1667"},{"v":136.6655,"d":"137"}]

{"sheet":"六跨框架梁钢筋","index":10,"n_rows":4,"n_cols":87,"rows_kept":4,"merged":[[1,10,1,13],[1,14,1,17],[1,18,1,20],[1,24,1,26],[1,60,1,62],[1,63,1,65]],"flags":["formulas_cached_only"]}
[{"$nulls":15},"梁钢筋量计算表"]
["序号","名称","数",null,null,"构件尺寸",{"$nulls":3},"脚手架","箍筋1",{"$nulls":3},"箍筋2",{"$nulls":3},"通长筋",{"$nulls":3},"腰筋",null,"架立筋",null,null,"左支座负筋",null,null,"右支座负筋",null,null,"中间支座负筋2",{"$nulls":3},"中间支座负筋3",{"$nulls":3},"中间支座负筋4",{"$nulls":3},"中间支座负筋5",{"$nulls":3},"中间支座负筋6",{"$nulls":5},"吊筋",null,null,"附加箍筋",null,"底筋1",null,null,"底筋2",null,null,"梁","梁底面","梁侧面","垫层","脚手架","通长筋","腰筋","架立筋总重","左支座负筋","右支座负筋","中2支座","中3支座","中4支座","中5支座","中6支座","吊筋","附加箍筋","底筋1总重","底筋2总重","箍筋1重","箍筋2重"]
[null,null,"量","构件长m","宽","高","保护层m","柱宽","跨数","高","长","直径","间距m","加密根","长","直径","间距m","加密根","根数","直径","加长","根数","直径","加长","根数","直径","加长","根数","直径","长","根数","直径","长","左跨","根数","直径","长","左跨","根数","直径","长","左跨","根数","直径","长","左跨","根数","直径","长","左跨","右跨","根数","直径","长","根数","直径","长","根数","直径","加长","根数","直径","加长","根数","直径","加长","砼量","面积","面积","砼量","M2","㎏","㎏","㎏","㎏","㎏","负筋㎏","负筋㎏","负筋㎏","负筋㎏","负筋㎏","㎏","㎏","㎏","㎏","kg","kg"]
["1","KL2-5",1,{"v":24.6,"d":"24.60"},{"v":0.4,"d":"0.40"},{"v":0.6,"d":"0.60"},0.025,{"v":0.5,"d":"0.50"},6,{"v":0,"d":"0.00"},{"v":3.466666666666667,"d":"3.47"},{"v":10,"d":"10.00"},{"v":0.1,"d":"0.10"},0,{"v":1,"d":"1.00"},10,{"v":0.4,"d":"0.40"},0,4,22,0.33,{"v":4,"d":"4.00"},{"v":18,"d":"18.00"},{"v":24.6,"d":"24.60"},2,22,6.5,2,22,{"v":1.5383333333333336,"d":"1.54"},2,22,{"v":2.005,"d":"2.01"},2.2,2,22,1.9500000000000002,3.6,2,22,2.3,3.6,2,22,2.3,3.6,2,22,2.3,3.6,3.6,2,22,2.3,{"$nulls":6},4,22,0.77,0,0,{"v":0,"d":"0.00"},{"v":5.304000000000001,"d":"5.30"},{"v":8.840000000000002,"d":"8.84"},26.52,{"v":7.380000000000002,"d":"7.38"},{"v":0,"d":"0.00"},{"v":297.1945856,"d":"297"},{"v":196.709472,"d":"197"},{"v":79.03687733333332,"d":"79"},{"v":9.187788133333335,"d":"9"},{"v":11.9749828,"d":"12"},{"v":11.646492,"d":"12"},{"v":13.736887999999999,"d":"14"},{"v":13.736887999999999,"d":"14"},{"v":13.736887999999999,"d":"14"},{"v":13.736887999999999,"d":"14"},0,0,{"v":302.45043840000005,"d":"302"},0,{"v":526.1776,"d":"526"},{"v":37.9455,"d":"38"}]